## Hoja1
CODIGO | DESCRIPCION | PVP
6416 | FAN WHEEL D119 X50 D10 | 47.4
12906 | AIR FLAP 298X153.5 | 58.36
15850 | ELECTRODO IGNICION | 73.08
120140 | CONTACTOR ABB B6-40-00 220V | 109.21
120221 | COIL CON 1204452 NC 230V | 84.14
120232 | THERMIC RELAY 8-11A | 156.51
203954 | FLAME CUP D80/96/77 L95 | 216.6
211021 | FLANGE 24X10X6,5 FIX. ELECTRODE | 15.53
998447 | SECURITY VALVE HYDRAULIQUE 3BAR 1/4 | 10.86
3832661 | SET RACCORD. RELAY MOTOR CUENOD | 148.39
3832662 | SET RACCORD. RELAY MOTOR E | 148.39
3833076 | SET REPLACEMENT TRAFO EBI 4/5 | 96.43
3833078 | KIT SUSTITUCION TRANSF.EBI5-EBI4 | 107.59
3833153 | SET STAR GAS VG02.120 IND | 159.96
3833441 | OP-SET FILTER RESISTOR TCH_TCG | 22.9
7063767 | IGNITION ELECTRODE D15X80 d6,4 D2,6X52 85° | 95
7104333 | ONE-WAY SHUTTER LUCIFER G3/8" | 105.46
7146986 | GAS VALVE MB-DLE412 S02 RP1"1/4+P.MAXI+FLANGE | 1015
7170013 | BUTTON AND SLIDING GAUGE C4 TO C22 | 18.27
7170048 | EQU, TUBES NOZZLE ROD 1+2 STAGES | 224.62
7170064 | TUBE EQ.VALVE NOZZLE ROD | 75.11
7170072 | KEYS (JEU OF 3) C4 A C20 H+G+B | 79.6
7170094 | IGNITION ELECTRODE D6X80 d4 D2X50 55° R+L | 88.31
7170187 | PISTON EQ.NOZZLE FUELM.ART114 | 399.81
7170229 | EQU, TUBES NOZZLE ROD 1+2 STAGES | 208.08
7170231 | SUPPORT NOZZLE ROD EQ.(FTE) | 497.25
7170287 | EQU, TUBES NOZZLE ROD 1+2 STAGES | 68.11
7170404 | TUBE PUMP A2L65/ OIL NOZZLE ROD 1 AND 2 STAGES | 61.2
12000518 | VALVE 1/4 TR KSN 75-65-16-B DN65 | 424.68
12000668 | GAS VALVE DMV-D5065/11 DN65 | 1800
12001110 | GAS VALVE MV-D505/5 RP1/2" | 267
12002170 | GAS CONTROLLER DUNGS FRS 520 RP 2" | 620
12004979 | THERMIC RELAY ABB T7DU 4.0-6.0A | 84.75
12067954 | CONDENSOR ASSY | 142
13000518 | FLANGE 106X106X90RP2"D75H11 O-RING+STAB. | 118.04
13000519 | FLANGE 106X106X90RP1"1/4D75H11 O-R+STAB. | 311.61
13000564 | TUBES P AIR+FURNACE/R+L DUNGS 407 | 116.22
13000592 | TUBES P AIR+FURNACE/R+L SKP.. DN65 | 148.9
13000806 | TUBES P AIR+FURNACE/R+L DUNGS 412 | 141.19
13000807 | TUBES P AIR+FURNACE/R+L SKP.. RP 2" | 133.57
13000969 | OIL PIPE PUMP NOZZLE ROD STAGE 1 | 27.91
13000970 | CARDAN EQ./AIR FLAP | 20.5
13001833 | SET BAFFLE PLATE D64/16 4SL+ELECT.BLOCK | 144.54
13001961 | AIR FLAP EQUIPPED RED SPRING | 42.33
13001992 | TUBE PUMP/NOZZLE ROD | 27.71
13003975 | IGNITION ELECTRODE D7/12X80 d6,4 D2X94 R+L | 60.8
13004800 | CONJUNTO SAV BOMBA AS47D 1596 | 121.8
13004801 | KIT LATIGUILLOS 1M NC 4/6/9 | 48.72
13004802 | SET FOR PIPE/AS47D NC4/6 | 31.06
13004803 | SET PUMP AE45C 1301 1P | 147
13004833 | LATIGUILLOS BOMBA AS47D (2 PCS) | 60.9
13004942 | SET PUMP AE45C 1301 1P | 147
13004943 | SET CONNECTION NIPPLE G1/4-M14X1,5 | 31.06
13004979 | SET CONNECTION NIPPLE G1/4-M10X1 | 70.14
13005052 | RELAY FINDER 65-31 EQUIPED | 69.32
13005105 | UNIONS PO.FLEX.G1/4B-G1/4 SET | 26.49
13005127 | SET OF AIR FLAP EK03 | 61
13005132 | SET FLANGE/GAS TUBE G/F-V Rp 1"1/2 | 159.96
13005150 | GASTRAIN SET CG15 GN/GP | 731.71
13005260 | SET FLANGE/GAS TUBE G/F-V Rp 1/2" L60 | 329.77
13005374 | SET AXIS ACTUATOR | 60.6
13005659 | SETTING RING D76/74X35/SECOND. AIR MB800 | 79.17
13005712 | SET BAFFLE PLATE MB824 D24 ELECT. L65 | 123.53
13005717 | SET BAFFLE PLATE MB929 D29 ELECT. L75 | 152.25
13006069 | NOSE CONE D19 | 92.87
13006070 | NOSE CONE D22 | 99.57
13006071 | NOSE CONE D24/55,5 | 91.45
13006072 | NOSE CONE D26 | 91.45
13006073 | NOSE CONE D24/65,5 | 96.12
13006075 | NOSE CONE D29 | 95.82
13006485 | ELECTRODO IGNICIÓN | 19
13006486 | TURBULATOR D.55/17-4F.DR. | 64.15
13006487 | FLAME CUP D79 L63 FP617 | 100.49
13006546 | SET PROTECTION CABLE H.T. | 65.98
13006684 | KIT DELECTOR/DIFFUS./OBTURA | 71.86
13006685 | SUPPORT ELECTRODE+ IONISATION | 15.73
13006686 | GAS ROD+ THROTTLE HEAD KN SHORT | 406
13006687 | GAS ROD+ THROTTLE HEAD KL LONG | 223.3
13006688 | COVER HOUSING GREY EK04 | 126.88
13006691 | CABLE GAS VALVE+PLUGDIN/RAST4P L1750 MPA | 46.28
13006692 | CABLE GAS P.SWITCH+P.DIN/RAST3PL1750 MPA | 45.78
13007041 | SET PROPANE ACCESSORIES | 21.01
13007158 | SET PHOTOCELL IRD1020 | 196
13007402 | SET VOLUMETRIC COUNTER NVELLE HYDR | 482.63
13007665 | OIL HOSE MW4 FC3/8 MG1/4 | 17.86
13007666 | INLET OIL TUBE CPL. | 17.15
13007667 | AIR RECYCLING GREY | 19.79
13007668 | AIR RECYCLING BLACK 133X40 | 48.62
13007670 | AIR FLAP F45-50-60 | 15.94
13007671 | AIR FLAP F85 | 16.14
13007676 | NOZZLE ROD | 59.89
13007678 | NOZZLE ROD WITH HEATER | 153.16
13007679 | TORSION SPRING D10,3X25 AIR FLAP | 14
13007680 | PUMP COIL AL35 | 71.25
13007684 | MOTOR 0,09KW230V D12,7 | 128.91
13007685 | FAN WHEEL D133 X42 D10 | 26.39
13007686 | FAN WHEEL D133 X52 D10 | 37.45
13007687 | PHOTOCELL FC 13 R SHORT | 32.48
13007689 | FIXING ELECTRODE SPRING | 14.41
13007690 | ELECTRODO IGNICION | 17.76
13007692 | FLAME TUBE D80/64 L190FLANGEd100 | 111.75
13007693 | FLAME TUBE D90 L192 | 152.25
13007694 | FLAME TUBE D90 L193 | 152.25
13007696 | FLAME TUBE D90/89/60 L198 | 162.4
13007697 | GASKET/BURNER FLANGE D172/80X5 | 17.46
13007698 | GASKET/BURNER FLANGE D172/90X5 | 17.97
13007699 | BAFFLE PLATE D64,5/20 4SL | 34
13007700 | BAFFLE PLATE D75/22 6SL | 77.04
13007701 | TURBULATOR D75 4 F | 75.01
13007702 | BAFFLE PLATE D64,5/16 4SL | 65.98
13007710 | IONIS.+IGNIT.CABLE D4 BAN/D4 L350 L365X2 | 36.95
13007718 | PRESSURE SWITCH SUPPORT | 18.17
13007719 | POLYETHYLENE TUBE D6-8 | 12
13007722 | MOTOR 0,04KW230V D12,7 | 147.18
13007723 | SETTING INDICATOR | 20.6
13007724 | IONISATION MESURE PLUG | 21.32
13007726 | SET BAFFLE PLATE D64,5 +NOZZLE D45+CAP | 84.96
13007727 | TURBULATOR+ DIFFUSOR SET | 76.73
13007732 | TUBO DE LLAMA | 98.35
13007733 | FLAME TUBE D90/75/68 L193 | 126.88
13007798 | REPARTIDOR GAS | 82.82
13007799 | HELIX GAS TUBE | 62.22
13007800 | FLAME TUBE D150/125 L268 | 152.76
13007801 | FLAME TUBE D150/125 L418 | 207.57
13007802 | BLAST TUBE RADIAL ADJUSTEMENT | 29.44
13007803 | JUNTA AISLANTE 24,5 X 24,5 DIAM.INTR.160 | 26.8
13007804 | TORNILLOS TUBO LLAMA (x 3 piezas) NC 29/36 H2A | 21.32
13007805 | IONISATION CABLE CLP 6,35/D4 L550 | 18.78
13007806 | CABLE IONIS T2 L=700 C43/54/61 | 21.82
13007807 | TESTIGO VISOR LLAMA | 14.41
13007808 | RUBBER FUNNEL D5/9 (2 pieces) | 19.39
13007809 | STRIP SPRING D26 H3 | 26.19
13007813 | SOUND INSULATION / AIR BOX | 56.84
13007815 | TORIC SEAL | 7.5
13007817 | AIR FLAP High Temperature | 57.96
13007819 | CABLE AIR PRES.SWITCH+PLUG2P/2X0,75 L500 | 22.13
13007820 | SPINDLE / AIR FLAP D10/8X30 | 16.54
13007821 | FAN WHEEL D180 X74 D12,7 | 72.07
13007822 | FIX PLATE AIR SWITCH LGW | 15.53
13007823 | AIR PRESS.SWITCH LGW 10 A2 1-10MB | 85
13007824 | MOTOR AEG 230V 480W | 241.57
13007825 | IONISATION CABLE MC4/MC4 L430 | 26.49
13007826 | CONTROL DUNGS MPA 22 S01 | 377
13007827 | CABLE ACTUATOR+PLUG7P/PLUG6P L400 MPA | 26.39
13007828 | DISPLAY | 172.55
13007829 | CABLE ACTUATOR+PLUG6P/RAST7P L350 MPA | 83.43
13007830 | CABLE MOTOR+PLUG 3P/RAST3P L450 MPA | 29.54
13007831 | CABLE DISPLAY+PLUG 6P/RAST 6P L200 MPA | 34.31
13007832 | CABLE IGNITION TRANSFO+PLUG 5P L530 MPA | 30.86
13007833 | CABLE HEARTH+PLUG 7,6/BUNDY D5 L120 | 16.04
13007838 | GAS CONNECTING PIECE RP1" DMVSE 507 | 355.25
13007839 | GAS CONNECTING PIECE Rp1"1/4 DMVSE 512 | 355.25
13007840 | GAS CONNECTING PIECE RP 1"1/2 DMVSE 520 | 355.25
13007841 | PLUG 7P+ CABLE BRIDGE MPA/PRESSURE SWITCH MAXI | 21.01
13007849 | SOCKET BI-SLB4-F 6,3 | 17.26
13007850 | AIR GUIDE 125X28X29 90° | 16.95
13007851 | ELECTRODO IONIZACION | 13.8
13007852 | REGULACION CONJUNTO CAÑA PORTABOQUILLA NC29/36 H2A | 33.5
13007853 | OVAL HEAD SCREW | 14
13007855 | PHOTOCELL IRD 1020 CABLE+SUPPORT | 221.27
13007856 | SET O-RING GASKET | 76.13
13007857 | FLANGE DMV507 RP1" | 55.83
13007858 | FLANGE MB415/420 RP1"1/2 | 63.44
13007859 | FLANGE MB420 RP2" W.PRES.PLUG | 68.61
13007860 | FLANGE IMPULSION D22 DMV | 13.91
13007896 | FLANGE IMPULSION D43 DMV | 167.48
13007897 | COIL DUN N° 1111 DMV507 | 518.16
13007898 | COIL DUN N° 1211 DMVSE512 | 651.33
13007899 | COIL DUN N° 1212 DMVSE520 | 776.07
13007900 | POCKET GAS FILTER DMV 512-520 | 120.99
13007901 | STRAINER ELEM.DUNGS/POCKET F. MB.420 | 162.6
13007904 | POCKET GAS FILTER DMV 507 | 149.21
13007905 | TUBO LLAMA D 150/115 L.268 | 146.16
13007906 | BOCA DE FUEGO C43-54 H201 | 380
13007907 | ELECTRODO NC9-36H2A | 21.32
13007911 | INSPECTION GLASS BLU D30 | 16.65
13007914 | AIR STABILISATOR | 64.05
13007919 | SERVOMOTOR STA4,5BO37/63N23R | 181.69
13007920 | BOMBA SUNT.A2L65D | 157.33
13007921 | OIL HOSE L 1500 BY 2 UNITS | 30.45
13007926 | SET "FREE HAND" ELCOSCOPE | 173.06
13007928 | BOQUILLA ROD DANFOSS L 252 | 135.2
13007929 | MOTOR PLATE F50-60-45… | 50.34
13007930 | MOTOR PLATE F85/75.. | 111.95
13007931 | COVER SCREW | 17.76
13007932 | PHOTOCELL QRB 1B D025B40B L250 | 40
13007934 | COVER+ SUPPORT CONTROL BOX | 78.97
13007936 | AUXILLIARY UNIT AGQ1.1A27 / QRA | 131.75
13007937 | LATIGUILLO L 1150 (2UNIDADES) | 54.51
13007938 | OIL HOSE L 1500 M BY 2 UNITS | 60.9
13007940 | OIL HOSES SET 1,5M | 37.56
13007941 | PHOTOCELL GUIDING QRB1S L 200 | 28.22
13007942 | OIL HOSE MW4 FC3/8 MG1/4 90 | 29.44
13007943 | GAS HOSE L 1,2M RM 1/8 | 49.23
13007944 | IGNITION ELECTRODE HOLDER | 51.36
13007959 | CONTROL UNIT LFL 1.635 | 746
13007960 | PHOTO CELL LANDIS QRB1S EQ.LG.150 | 50
13007965 | GAS VALVE CG225 R01 VT2W GASTRAIN | 1174.66
13008244 | AIR PRESSURE PLUG NC4/6G | 28.93
13008245 | IGNITION PROBE CARRIER | 25.88
13008598 | IONISATION CABLE CLP 6,35/D4 L380 TEFLON | 21.32
13009000 | COMBUSTION HEAD KL LONG | 419.6
13009001 | COMBUSTION HEAD KN SHORT | 418.28
13009005 | BIOGAS CONTROLLER GVS232ML02T3 | 964.25
13009080 | WHU RELAY | 75.72
13009082 | COMBUSTION HEAD C28 B217/8 T2 FR | 2492.54
13009170 | PLUG-IN BASE L&G AGK11 | 31.47
13009176 | PLUG-IN BASE L&G AGM410..550 | 65.98
13009185 | CONTROL BOX LAL1.25 | 388.24
13009186 | CONTROL UNIT LAL 2.14 | 446.6
13009187 | CONTROL UNIT LAL 2.25 | 411.08
13009202 | CONTROL UNIT LGB 22.230 B27 | 270
13009211 | PHOTOCELL QRA 2.M FLANGE+COLLAR | 203
13009219 | PHOTOCELL QRB 1A A148B70B L1500 | 35.5
13009230 | REGULADOR RWF 40.010 A97 | 644
13009236 | ACTUATOR SQM 10.16532 | 574
13009237 | SERVOMOTOR | 954.1
13009611 | BAFFLE PLATE D130/40 9SL R 6DRIL. | 220
13009612 | BAFFLE PLATE D125/40 9SL R 6DRIL. | 120.58
13009613 | FLAME TUBE D170/141/130 L305 TURBU.d133 | 213.15
13009614 | FLAME TUBE D170/141/130 L525 TURBU.d133 | 329.88
13009615 | FLAME TUBE D170/141/130 L415 TURBU.d133 | 284.2
13009616 | FLAME TUBE D170/141/125 L305 TURBU.d128 | 280
13009617 | FLAME TUBE D170/141/125 L525 TURBU.d128 | 334.95
13009618 | FLAME TUBE D170/141/125 L415 TURBU.d128 | 280
13009619 | GASKET/BURNER FLANGE 228X220X10 D180 | 24.97
13009622 | SOPORTE PARA ELECTRODO C 70/100 G | 63.13
13009623 | CABLE IGNICIÓN AP D4-D6,35X 850 | 41.62
13009624 | CABLE ENCENDIDO SIL.AP D4-D6,35X1050 | 65.47
13009625 | RUBBER CAP | 7
13009626 | IONIZATION ELECTRODE | 24.36
13009627 | IONISATION CABLE MC4/D6,35 L750 | 32.89
13009628 | CABLE IONIZACION PVC/L.1000 | 32.99
13009630 | STAR GAS ASSEMBLY | 114.49
13009631 | GASKET O'RING ORM0550-40 | 15
13009632 | GAS ELBOW+ SHORT TUBE | 125
13009633 | GAS CONNECTION C 70/100G.B.T2 | 81.2
13009634 | GAS ELBOW+ MEDIUM TUBE | 81.2
13009635 | SCREW ADJUST DIFFUSER SHORT | 56.94
13009636 | TORNILLO CAÑA | 81.4
13009637 | SCREW ADJUST DIFFUSER MEDIUM | 74.2
13009638 | CAÑA | 174.88
13009640 | GASKET/CASING AIR109X6X7 PROFILE | 13.9
13009641 | SOUND INSULATION / AIR BOX | 56.84
13009642 | TAPA AIRE | 19.6
13009643 | AIR FLAP EQUIPPED | 101.09
13009644 | COUPLING AIR FLAP/ACTUATOR MPA EQ.L247 | 228.38
13009645 | PLASTICO RECICLAJE | 18.78
13009646 | RECICLAJE DE AIRE ( plastico BLANCO caracol aire) | 18.78
13009647 | GAS COVER EQUIPPED | 129.31
13009648 | RUBBER FUNNEL | 14.21
13009649 | FAN WHEEL D240 X82 D19 | 101.2
13009650 | TOMA PRESOSTATO AIRE | 82.62
13009651 | BLACK AIR GAUGED ORIFICE | 111.35
13009652 | PRESSURE SWITCH LGW10A2 | 85
13009653 | MOTOR 1,1KW 230/400 V +P. | 242.59
13009654 | MOTOR 1,5KW230/400V D19+PLUG | 271
13009655 | GREY COVER | 157.43
13009656 | FRONT COVER | 16.83
13009657 | SCREW FIXING COVER 10MM | 13.8
13009658 | CAP / COVER LFL; LAL | 22.33
13009659 | TRANSPARENT PLASTIC COVER | 20.1
13009660 | CONTROL BOARD C70/210 | 45.17
13009661 | TRANSLUCENT SEAL/BASE | 18.98
13009662 | REGULATION BASE | 15.83
13009663 | TRANSFORMADOR DANFOS EB14 | 62
13009664 | CABLE IGNIT.TRANSFO+PLUG 2P 2X0,75 L900 | 18.17
13009665 | CABLE GAS P.SWITCH+P.DIN/3X0,75L2000(X3) | 35.53
13009666 | CABLE GAS P.SWITCH+P.DIN/3X0,75L2000(X4) | 29.64
13009667 | WIEL.PLUG 4P | 18.27
13009668 | COVER WIELAND PLUG 4P | 19.1
13009669 | CABLE+PLUG 4P/3X0,75 L620 | 26.39
13009670 | WIEL.PLUG 7P | 21
13009671 | COVER WIELAND PLUG 7P | 21.32
13009672 | CABLE+PLUG 7P/7X0,75 L620 | 34
13009673 | ACTUATOR SAD 3.0 | 570.43
13009674 | THERMIC RELAY ABB T.LR2K 2,6-3,7 | 95.41
13009675 | CONTACTOR T.LC1 K06 | 68.01
13009677 | CABLE+PLUG 7P/7X0,75 L900 MPA | 43.54
13009678 | CABLE+PLUG 4P/4X0,75 L900 MPA | 39.18
13009679 | CABLE DISPLAY+PLUG 6P/RAST 6P L400 MPA | 36.44
13009680 | CABLE ACTUATOR+PLUG6P/RAST6P L1700 MPA | 82.32
13009683 | SWITCH 3 POSITIONS | 30.45
13009684 | DISPLAY HOLDER | 16.04
13009687 | GAS FLAP EQUIP. | 507.4
13009688 | SPIRAL SPRING D.35X6,5X0,6 | 36.54
13009689 | ACTUATOR SAD 1,2NM | 192.04
13009690 | COUPLING ACTUATOR GAS | 15.33
13009691 | GAS PRESSURE TUBE+ UNION | 156.72
13009692 | O-RING SET | 94.4
13009693 | GAS CONNECTING PIECE DMV 512/520 | 305.31
13009697 | GAS CONNECTING PIECE DMVSE 525 RP 2 | 312.42
13009699 | NIPPLE RP 2" X 140 | 66.48
13009702 | GAS VALVE DMV-SE5065/11 S22 DN65 | 1827
13009704 | STRAINER ELEMENT ANELLO DN65 | 65.98
13009705 | COIL DUN N° 1411 | 1207.95
13009711 | TURBULATOR D.168/50-8FD.+7XD.5 | 91.35
13009712 | BAFFLE PLATE D155/50 8SL R 7DRIL. | 117.23
13009713 | BLAST TUBE D190/172/227X343 | 413
13009714 | FLAME TUBE D227/172/190 L543 TURBU.D171 | 355.25
13009715 | FLAME TUBE D227/172/190 L443 TURBU.D171 | 324.8
13009716 | FLAME TUBE D227/160/205 L343 TURBU.D171 | 314.65
13009717 | BLAST TUBE D205/160/227X543 | 525
13009718 | FLAME TUBE D227/160/205 L443 TURBU.D171 | 333.73
13009719 | BOILER SEAL (GREEN) | 76.13
13009720 | FIXING HEAD C120-210 G | 559.37
13009721 | CONEXIONES MULTIBLOCK (MB-VEF) | 40.09
13009722 | CONNECTOR / PLUG P.R1/8-D.9 | 24.36
13009723 | HEXAGONAL SCREW M8X20 BY 3 | 16.65
13009724 | SPINDLE/HINGE BODY-HEAD D12X210+D12X83 | 27.61
13009725 | BRIDA ELECTRODO, POSICION 507 | 15
13009726 | ELECTRODO ENCENDIDO GAS C70/75/100 GAS C120/160/210 | 22.33
13009727 | IGNITION LEAD/HEAD D6,35X 950 | 78.16
13009728 | CABLE IONIZACIÓN SIL.F.MC4-D6,35X950 | 36.54
13009729 | DIFFUSOR C160/EK06 | 189.5
13009730 | STAR GAS C120/210 G | 140.58
13009731 | O-RING D75X4 | 17.56
13009732 | GAS ELBOW+ SHORT TUBE | 160.37
13009733 | GAS ELBOW+ LONG TUBE | 160.37
13009734 | GAS ELBOW+ MEDIUM TUBE | 160.37
13009735 | EQUIPPED CASING AIR INTAKE MPA | 356.47
13009736 | AIR FAN D.240X114 TLR | 114.29
13009737 | FAN WHEEL D250 X114 D24 | 131.04
13009738 | PLUG AIR GAUGED ORIFICE D 0,7 | 63.54
13009739 | MOTOR 2,2 KW 230/400 V | 451.68
13009740 | MOTOR 2,5 KW 230-400 V3 | 456.75
13009742 | CAP / COVER SH; SG | 14
13009743 | IGNITION LEAD | 137.84
13009744 | CABLE IONIZACIÓN SIL.F.MC4-D.MC4X750 | 36.54
13009746 | THERMIC RELAY TELEM. LR2K 5.5-8.0A | 95.41
13009748 | AIR RECTIFIER | 88.1
13009751 | BAFFLE PLATE D168/50 8SL | 247.46
13009752 | BAFFLE PLATE D155/50 8SL R 3DRIL. | 149.31
13009753 | SUPPORT NOZZLE ROD | 125.35
13009754 | NOZZLE ROD 2 TUBES L526 SHORT HEAD | 476.04
13009755 | NOZZLE ROD 2 TUBES L726 LONG HEAD | 471.98
13009756 | NOZZLE ROD 2 TUBES L626 MEDIUM HEAD | 492.07
13009757 | NOZZLE ROD 3 TUBES L526 SHORT HEAD | 700.35
13009758 | NOZZLE ROD 3 TUBES L726 LONG HEAD | 568.4
13009759 | NOZZLE ROD 3 TUBES L626 MEDIUM HEAD | 568.4
13009760 | FLAME TUBE D227/172/190 L343 | 598.85
13009761 | FLAME TUBE D227/172/190 L543 | 269.99
13009762 | FLAME TUBE D227/172/190 L443 | 598.85
13009763 | FLAME TUBE D227/160/190 L343 | 289.28
13009764 | FLAME TUBE D227/160/190 L543 | 384.69
13009765 | FLAME TUBE D227/160/190 L443 | 333.73
13009767 | EQUIPPED CASING AIR INTAKE | 311.91
13009769 | CARDAN ROD D10X273 M6 AIR FLAP | 178.74
13009772 | GASKET/COVER-LEAK 10X3 | 16.24
13009773 | PLUG 2P./CABLE L420 / TRAFO. | 15.83
13009774 | FOTOCELULA SATRONIC MZ 770S ( VER OBSR. ) | 36.03
13009775 | PRISE 2P.+CABLE L450/CELLUL.MZ | 14.51
13009776 | ACTUATOR SQN 31.151 A2766 | 260.86
13009778 | CONTACTOR T.LC1 K0910M7 | 68.01
13009779 | PLUG-IN BASE SATRONIC MW 880 ABC/SH...&SG... | 25.38
13009780 | PLUG-IN BASE / SH...SG..TO SCREW S9812P | 53.8
13009782 | CABLE MOTOR+PLUG WIE. 4P 4X1,5 L600 | 29.03
13009783 | CABLE AIR P.SWITCH+PLUGDIN/3X0,75 L1450 | 31.47
13009786 | CABLE SOL.VALVE+DIN/WIE.5PL1500VS+V1+V2 | 159.05
13009787 | OPERATING SWITCH 2 POS. | 22.4
13009788 | PUSH BUTTON RESET CONTROL BOX | 17.26
13009789 | CONTROL BOARD SILK-SCREEN PRINTED C160-210 H3 | 45.17
13009790 | TRANSPARENT CAP/VISUAL DISPLAY | 15.12
13009795 | RELAY FINDER 4RT 55.34.8230 | 37.56
13009796 | PLUG-IN BASE RELAY FINDER | 29.44
13009797 | PLUG-IN BASE LAL 1.25/2.25 AGM4104.9050.0 | 55.83
13009799 | AIR PRES. CABLE / AIR PRESSRE SWITCH | 31.47
13009800 | CABLE MOTOR GMP+PLUG 3P. L1700 | 17.97
13009801 | SWITCH DOUBLE 2 POSITIONS | 20.8
13009802 | OIL PUMP AJ6 CC 1004 | 172.55
13009806 | COUPLING D11/12,7 L70 PUMP/MOTOR | 179.25
13009807 | MOTOR 0,45KW230V D12,7 GMP | 253.75
13009809 | OIL HOSE M14X1,5X2 L1300 | 113.27
13009811 | OIL DISTRIBUTOR 3 STAGES | 659.04
13009812 | O-RING D6X2 | 16.85
13009813 | SOLEN. VALVE LUC 121F63 2/2NF9W | 148.9
13009814 | BOBINA LUC 483510F 230V 9W | 85.77
13009815 | OIL HOSE M16X1,5-R1/2 L1500 | 54.2
13009816 | CLOSING PLATE RTC EQ. | 59.68
13009817 | NOZZLE ROD COVER | 39.28
13009972 | BOILER ACCESSORY D126 | 66.99
13009973 | GASKET/BURNER FLANGE 215X175X8 D126 | 27.1
13009974 | FLAME TUBE D115/100 L182 | 182
13009975 | FLAME TUBE D115/100 L302 | 147.18
13009976 | BOCA DE FUEGO NC 24 H 101 T1 | 93.38
13009977 | TUBO D100/90/115X302 T2 | 166.05
13009978 | CLAPETA AIRE C.18/ C.30. | 44.46
13009979 | ACOPLAMIENTO ,SM/VOLET C31 | 24.36
13009980 | CABLE ACTUATOR+PLUG9P/9X0,75 L780 | 57.04
13009981 | MOTOR 160 W 230 V NC12/16 C 18/22/ OIL-GAS 1- 2LL | 153.27
13009982 | CABLE MOTOR PARA QUEMADOR C30GX107/8 | 17.26
13009984 | BOMBA SUNT. AT2 45D 9555190500 | 159.36
13009987 | BAFFLE PLATE D90/20X79 6SL R | 108.1
13009988 | DEFLECTOR D.90/20-6FD.COL.CRE | 157.33
13009989 | CABLE IGNICIÓN | 19.29
13009990 | CABLE ELECTRODO ENCENDIDO | 26.39
13009991 | NOZZLE ROD C20/24/30 T1 | 146.26
13009992 | LINEA CHICLER C20/24/30 H T2 | 140.78
13009993 | TOMA 2P.+CABLE L450 /TRANSFO. ( OBSR,) | 8.42
13009994 | MOTOR PLATE/FAN WHEEL | 131.24
13009995 | PLATE FIXING OIL HOSE | 14.92
13009996 | OIL FEED TUBE | 18.68
13009997 | CONNECTION NIPPLE PUMP/ HOSE G1/4B-G1/4 | 26.49
13010000 | BURNER FLANGE D126 EXT.D180X220 | 40.6
13010001 | GAS VALVE VK50 | 1455
13010002 | GASKET/COVER-PUMP SUN A 991523 (X10) | 54.4
13010003 | IGNITION CABLE D4/D4 L850 BRAID | 20.3
13010004 | IGNITION CABLE D4/D4 L1050 AP | 20.3
13010005 | SPIRAL SPRING D54 H7 E0,8 | 40.6
13010006 | BOBINA SUNTEC 3P./POMPE A... | 62.93
13010007 | LIGHTENING SWITCH ON/OFF | 18
13010008 | INSPECTION GLASS | 40.6
13010009 | COUPLING AIR FLAP/ACTUATOR MPA EQ.L277 | 228.38
13010010 | MANUAL AIR FLAP CONTROL | 35.53
13010011 | SERVOMOTOR ST 19BO36/3N26R | 191.84
13010012 | FAN WHEEL D146 X52 D12,7 | 39.59
13010013 | MOTOR 65 W 230 V | 149.21
13010014 | MOTOR 130W 230V C30 G | 154.28
13010015 | CAPACITOR 2µF 2P 3mm | 34.51
13010016 | CONDENSADOR 6/MF (2P.3) | 34.51
13010018 | CONJUNTO CLAVIJAS DE 4+7P MALE/CHAUD | 28.42
13010019 | IONISATION BRIDGE | 29.64
13010020 | DEFLECTOR D.91/30-6FD.+6D.9 | 84.55
13010021 | CABLE IONIZACIÓN SIL.F.MC4-D4X 625 | 52.78
13010022 | CABLE IONIZACIÓN C20/24/30 G | 48.72
13010023 | REPARTIDOR DE GAS C 30 AGP | 63.54
13010024 | FURNACE PRESSURE PIPE T1 C30 | 105
13010025 | GASCOVER + TUBE T1 | 313.13
13010026 | GASCOVER + TUBE T2 | 173.36
13010027 | RUBBER FUNNEL / IONISATION YELLOW | 18.27
13010028 | CAP 2 STAGES | 12.99
13010029 | FLANGE 106X15 FIX. CABLE | 15.23
13010030 | AIR PRESS.SWITCH LGW 3 A2 0,4-3MB | 85
13010033 | FURNACE PRESSURE PIPE T2 C30 | 135.81
13010034 | CABLE CELL IRD+PLUG3P/RAST2P+1P L250 MPA | 40.3
13010035 | O-RING D30X4 | 14
13010036 | COVER CPL. | 90.84
13010037 | TUBE PUMP/ NOZZLE ROD | 88.3
13010038 | TUBE PUMP/ NOZZLE ROD | 144.74
13010041 | GAS PRESSURE TUBE+ UNION | 103.94
13010043 | FLANGE DMV525 RP2" | 79.58
13010044 | ELEMENTO FILT.DUNGS GF 520/1 | 164.73
13010046 | GAS RING DIFFUSOR | 130.83
13010047 | DIFFUSOR KPL C160/EK06 | 231.22
13010048 | SCREW SET P-GAS | 53.8
13010049 | SCREW / ELECTRODE | 15.23
13010050 | PROBE-ELECTRODE CARRIER | 50.24
13010051 | LANCE GAS HEAD KPL SHORT | 921.82
13010052 | GAS ROD HEAD KPL LONG | 948.92
13010053 | GAS ROD HEAD KPL MEDIUM | 936.64
13010054 | PROBE FIXING PLATE | 14.11
13010055 | BURNER HOUSING SEAL | 43.44
13010056 | ROUND PLUG D6.4 FOR IONIZATION CABLE X2 | 36.54
13010058 | TIGHTENING FOR IGNI.&IONI.CABLE D9/2,3 | 10
13010059 | IGNITION CABLE D4/D6,35 L850X2 | 68.01
13010061 | OBTURADOR / DIFUSOR | 86.38
13010062 | SET FOR NATURAL GAS SCREW C70/100 | 58.16
13010063 | GAS NOZZLE X 5 pieces | 193.87
13010064 | LANCE GAS HEAD KPL SHORT | 683.6
13010065 | LINEA DE GAS COMPLETA T2 | 717.2
13010066 | GAS ROD EQ EK05.70/100 GX T3 | 713.14
13010068 | ROUND PLUG D6.4 FOR IGNITION CABLE X2 | 28.42
13010071 | VALVULA DE GAS MBZRDLE 407 B01 S20 | 670
13010072 | COIL DUN N° 1101 V1 MBZRDLE405-407 | 289.28
13010073 | COIL DUN N° 1150 V2 MBZRDLE405-407 | 208.08
13010074 | BRIDA 3/4" PARA MB 405/407 | 66.99
13010075 | GASKET SET MBZRDLE 407 | 75
13010078 | GAS PRESS.SWITCH GW 150 A5 30-150MB DIN | 100
13010079 | WIEL. PLUG 4P FEM. | 17.26
13010080 | CABLE MANOSTAT GAZ LG.1501 | 31.47
13010081 | TIMER RELAY HYD DUNGS | 175.39
13010082 | VALVULA DUNGS MB-VEF 412 B01 S10 | 1253
13010083 | COIL DUN N° 1105 MBVEF407 | 284.2
13010084 | COIL DUN N° 1205 MBVEF412 | 575.2
13010085 | FLANGE MB410/412 RP1"1/4 | 48.92
13010086 | GASKET SET MBVEF 412B01 | 20.71
13010091 | PRESOSTATO GW 500 A5 | 112
13010093 | STRAINER ELEMENT RP1"1/4 | 116.93
13010094 | OIL PUMP AL 65 C 9588 1P 05 | 138.04
13010095 | TURBINA KNA-E 160X52 LN3-12,7 | 43.65
13010096 | CLAPETA DE CIERRE | 10.1
13010098 | FIXING HEAD D130 | 164.9
13010099 | FLAME TUBE D.54/55/80X183 NC4 LX | 111.75
13010100 | PLACA REGULACION | 15
13010101 | FAN WHEEL D133 X42 D10 | 24.36
13010102 | PLATINA SOPORTE MOTOR | 68.41
13010103 | AIR FLAP SUPPORT PLATE | 45.47
13010107 | PLUG-IN BASE LFE50 | 120.79
13010110 | SET MANUAL AIR FLAP COMMAND | 95.41
13010111 | PRESOSTATO DUNGS LGW 3A2/DIN | 85
13010112 | TURBINA 160X52 PARA ELCO EG 02B | 35.02
13010118 | PUMP AS47D 1596 1P 0500 | 111.65
13010140 | O-RING D22X2,5 (X10) | 27.2
13010158 | O-RING D59X3 (X10) | 48.31
13010165 | FLAME CUP D185/206 L270 DELTA | 426.3
13010166 | FLAME CUP D224/243 L270 DELTA | 548.81
13010233 | SET TUBE CU NOZZLE LINE EK4.SZA | 166.87
13010441 | CONTROL UNIT LGA 41 | 193
13010447 | COVER HOUSING GREY RAL7035 | 35.02
13010448 | WIELAND SOCKET 7 P (BURNER) | 21.32
13010449 | WIELAND SOCKET 4 P (BURNER) | 17.26
13010452 | TIME RELAY 0.5S-10H | 121.9
13010454 | SOCKET WIEL.7 P. | 21.32
13010455 | DIFFUSOR D54 | 55.83
13010456 | SET RACCORDEMNT GASTRAIN | 103.23
13010457 | PRESSURE TAKE OFF TUBES DUNGS420 | 204.32
13010460 | SUPPORT IONISATION PROBE | 125.35
13010461 | IRD PHOTOCELL BASE | 30.15
13010462 | SET PUMP AE45D 1307 6P SUNTEC | 103.53
13010463 | NOZZLE ROD L 145 SHORT | 55.62
13010464 | FLAME TUBE D80/64 L120FLANGEd100 | 111.75
13010465 | CAP 1/4" DIN908+RING | 6
13010468 | SET FILTER D20 SUNTEC A 47/57/67 | 36.74
13010470 | SET COVER GASKET+FILTER D20 SUNTEC A 47/57/68 | 20.91
13010472 | CONTROL PANEL SET GASOIL NC4-6-9 OIL | 83.23
13010473 | KIT BOIT.PLAST GAS NC4-6-9 GX107/8. | 91.35
13010478 | ACTUATOR SQN 31.221 A2730 | 467.92
13010479 | ACTUATOR STM 6 B1 | 406
13010481 | FLAME TUBE D185 L525 | 1334.93
13010482 | FLAME TUBE D220 L555 | 1761.84
13010483 | ELECTRODE BLOCK 25X46 d6,4 D2X48 35° | 28.42
13010486 | COUPLING D12X202 M8 EQ.PUMP/MOTOR | 152.25
13010487 | TURBINA DIAMETRO 250X100 | 179.35
13010488 | SUPPORT ACTUATOR | 34
13010490 | TIME RELAY | 176.51
13010491 | SHUTTING VALVE NOZZLE D11,6X12 G3/8 | 50.04
13010498 | EL03 GREY COVER HOUSING | 74.3
13010501 | GASKET/BURNER FLANGE 156X156X6 D80 | 15.63
13010502 | GASKET/BURNER FLANGE 156X156X5 D90 | 17.66
13010503 | FLANGE D.80 KPL | 36.84
13010504 | FLANGE D.90 KPL | 34.61
13010509 | AIR FLAP SWITCH | 14.9
13010511 | DIAFRAGMA DE AIRE | 16.24
13010512 | RECYCLING AIR | 15
13010513 | DIAFRACMA AIRES | 16
13010515 | REGULATING AIR CYLINDER | 16.24
13010516 | SPRING / AIR FLAP | 13.6
13010517 | FAN WHEEL D133 X62 D10 | 45.68
13010518 | MOTOR 0,085KW230V D10 | 151
13010519 | CABLE MOTOR+PLUG 3P/RAST3P L300 | 18
13010520 | CAPACITOR 3µF 4P 6,4mm | 30
13010521 | CASSETE | 103.53
13010522 | CENTRALITA GAS 1 LLAMA G113. | 162.4
13010523 | WIELAND PLUG 7P. SERIGR.MALE | 21
13010524 | IONISATION BRIDGE | 19.69
13010526 | ADJUST LINKAGE L.230 | 27.41
13010527 | ADJUST LINKAGE L.242 | 23
13010528 | ELECTRODO ENCENDIDO 1 POLO ( VER OBSR, ) | 16.5
13010529 | ELECTRODO IONIZACION | 19.89
13010530 | IONISATION CABLE CLP 6,35/D4 L500 | 18
13010531 | STAR GAS HEAD D.62 | 82.82
13010532 | SOPORTE STAR GAS HEAD D.72 | 86.07
13010533 | LANCE GAS HEAD D.22/L.160 CPL | 90.64
13010534 | O-RING D24X3 | 13
13010535 | CABLE IGNIT.TRANSFO+PLUG 3P/RAST 2P L250 | 17.76
13010537 | CABLE MANO. AIR L.200 / RAST6 | 17.26
13010539 | BURNER COVER GREY 7035 | 38.37
13010540 | STANDARD FRONT COVER.NC4 | 21.32
13010541 | GAS VALVE CG10 R70 D1T5WZ | 203
13010542 | VALVE CG15R03D2T5 + FLANGE | 679.95
13010543 | O-RING GASKET D24X3+ORM 0220-25 | 20.71
13010544 | RECTIFIER KROM CG10(AC=DC/BO) | 72.57
13010545 | CABLE VALVULA GAS L.1201 | 31.47
13010547 | FILTER SCREEN/DISTANCE RING+2GASKET RING/KROMCG10 | 50.75
13010548 | FLANGE KROM CG10 RP1/2 | 46.28
13010935 | STANDARD FRONT COVER.NC6 | 23.35
13010943 | AIR THROTTLE EQ.CC500H-G-B | 2156.37
13010944 | ELECTRIC CONNECTION BOX PRE-WIRED GAS | 807.43
13010945 | ELECTRIC CONNECTION BOX PRE-WIRED OIL | 76.13
13010947 | BLOCK OIL DISTRIB. 20X20X108+SOLEN.VALVE | 422.85
13010951 | FRONT PLATE COVER NC9 | 20.3
13010952 | COLECTOR CON BRIDAS**OJO PRECIO | 90.94
13010959 | SAFETY VALVE CABLE (SET) | 55.6
13010960 | GAS PRESS.SWITCH DG 45 10-45MB | 135.3
13010961 | SET O-RING GASKET | 22.53
13010964 | EXTERNAL PIECE / CONTROL BOX SATRONIC H.32 | 14
13010966 | STRAINER ELEMENT CG15 | 101.2
13010968 | FLANGE CG15 RP1/2" | 126.77
13010976 | FRONT PLATE COVER EK01B | 17.36
13010978 | FLAME TUBE D90/75 L192 | 86.28
13010979 | CASSETTE PRECABLEADO | 95.41
13010980 | MOTOR FHP 230V 110W 4µF | 153.27
13011003 | PHOTOCELL QRB 1E B070B40A L700 | 57
13011004 | GASKET/BURNER FLANGE D310/190X10 | 39.08
13011005 | GASKET/BURNER FLANGE D370/225X10 | 57.14
13011006 | BOMBA SUNTEC. A2L 95D 970 22 P0500 | 169.51
13011007 | FILTER/PUMP A2L95 D9702 | 26.59
13011008 | BURNER FLANGE D186 EXT.D310 | 296.08
13011009 | BURNER FLANGE D221 EXT.D386 | 793
13011010 | UNION ELBOW ORIENTABLE | 60.8
13011011 | OIL HOSE L 1,50 M DN10,G3/8-G1/4A | 90.13
13011012 | CUPPER TUBE D6/4-50 | 28.72
13011013 | UNION ELBOW | 41.11
13011014 | MOTOR 2,2 KW 230/400 V | 451.68
13011015 | TRANSFORMER ZM 20/12 AEG | 211
13011016 | IGNITION CABLE BERU D6,4 L500X2 | 85.26
13011017 | NOZZLE ROD L550 D2, 9/16 | 309.58
13011018 | IGNITION CABLE BERU D6,4/D6,4 L600X2 AP | 130.94
13011021 | COUPLING D8X22 & D12X22 | 69.02
13011024 | CAPACITOR 0,04µF 250V | 16.95
13011027 | RELAY HY4-US-SV 230V 50H | 60.7
13011028 | PLUG IN BASE FOR RELAY 2 CONTACT | 34.51
13011030 | SWITCH | 29.33
13011032 | OIL HOSE DN4 500 D6-M12*1.5 X 2 UNITS | 172.85
13011033 | GASKET ALUMINIUM D13,2/18X1,5 PUMP | 13.2
13011034 | O-RING 2021 D5,28X1,78 | 14.51
13011035 | SCREWED UNION M12X1.5 | 99.17
13011036 | FLANGE D9+COLLAR D9 PHOTOCELL | 17.36
13011037 | SUPPORT FOR PUMP A2L D32 | 76.13
13011039 | CENTRALITA GASOIL 1ALL.SH113 | 162.4
13011040 | DEFLECTOR D.75/20 6F.GAUCHE | 104.3
13011041 | NOZZLE ROD L 272 | 45.47
13011044 | BAFFLE PLATE D100/35 8SL R | 304.5
13011045 | NOZZLE ROD ASSEMBLY CPL T1 | 520.8
13011046 | LINEA PORTACHICLER LG 7367 T2 | 535.21
13011047 | NOZZLE ROD ASSEMBLY CPL T1 | 795.96
13011048 | NOZZLE ROD ASSEMBLY CPL T2 | 799.62
13011049 | CENTRALITA SATRONIC SH 213 ( 2 LLAMAS) OIL (S) 13015698 | 162.4
13011050 | CASSETE CONEXION | 94.4
13011084 | NOZZLE ROD LONG TUBE | 88.1
13011086 | FLAME TUBE D90 L390 | 161.08
13011087 | KIT BOTON REARME | 36.54
13011088 | CABLE RESET+PLUG FASTON/RAST4P L350 | 20.81
13011089 | CABLE MOTOR+PLUG 3P/RAST3P L388 | 19.79
13011090 | CABLE SOL.VALVE+PLUG 3P/RAST3P L420V1 | 15.23
13011091 | CABLE SOL.VALVE+PLUG 3P/RAST4P L420V2 | 23.35
13011092 | CABLE ACTUATOR+PLUG9P/RAST5P+RAST4P L225 | 34.51
13011093 | CABLE CELLULE MZ770S | 25.3
13011094 | CABLE IGNIT.TRANSFO+PLUG 3P/RAST 2P L420 | 18
13011095 | WRITTEN WIELAND PLUG 4P | 17
13011096 | TURBINA FERGAS D.180X76 | 64.6
13011097 | FRONT PLATE COVER C43-54-60 | 43.14
13011098 | COVER HOUSING CPL. | 124.44
13011099 | CONTROL UNIT SG513 | 162.4
13011100 | CABLE AIR PRES.SWITCH+RAST2P/2X0,75 L450 | 17.26
13011101 | CABLE GAS VALVE+PLUG DIN/RAST 4P L1500 | 31.47
13011103 | CABLE RELAY/SPEED DRIVES+2X0,75 L400 | 17.66
13011105 | CABLE RELAY/K7+RAST3P 2X0,75 L400 | 20.3
13011106 | CABLE SPEED DRIVES+RAST3P 3X0,75 L500 | 22.74
13011107 | POTENTIOMETER | 285.22
13011111 | SET O-RING GASKET | 76.13
13011112 | GAS VALVE MB-ZRDLE407 B01 S50 RP3/4" GW150 | 670
13011113 | VALVULA MB-VEF 407 B01 S30 | 761
13011114 | SET O-RING GASKET | 18.27
13011115 | FRONT PLATE COVER C75 | 10.15
13011116 | FLAME TUBE D63/80 L177 | 53.8
13011117 | ACOPLAMIENTO MOTOR | 30
13011118 | BAFFLE PLATE D63/20 6SL R | 49.63
13011119 | ELECTRODE BLOCK 25X48 d4 D1,5X19 52° | 19.5
13011120 | LINEA PULVERIZADOR BRASEE largo 25,2 cm | 60.9
13011123 | IGNITION CABLE D4/D4 L270X2+FUNNEL | 25.58
13011124 | TUBO ENVIO BOMBA | 23.75
13011125 | LINEA PULVERIZADOR RECAL. DANFOSS | 122.21
13011126 | CABLE HEATER DAN+PLUG4P/RAST4P L450 | 21.32
13011127 | PHOTOCELL UVD 970 | 188.79
13011129 | IGNITION ELECTRODE D7/12X80 d6,4 D2X67 R+L | 46.69
13011133 | CABLE IGNICIÓN D4-D6.35 L 225 | 26.39
13011134 | FLANGE 82X10 FIX. OIL HOSE | 16.65
13011135 | OIL PUMP AE 45 D 1308 6P | 94.8
13011137 | BAFFLE PLATE D.64/16-4F.RIGHT | 127.59
13011138 | FIXATION ELECTRODE SPRING | 16.24
13011142 | TUBE D.60/64,5/90X198 LX | 137.03
13011143 | CABLE/REMOTE RESET | 33.5
13011144 | ELECTRIC CONNECTION BOX PRE-WIRED | 96.43
13011148 | BRAIDED SEAL D80 | 29.44
13011149 | BRAIDED SEAL D90 | 29.44
13011150 | BAFFLE PLATE D63/16 4SL R | 59.3
13011179 | GASKET/BURNER FLANGE 150X150X5 D80 | 19.69
13011180 | GASKET/BURNER FLANGE 150X150X5 D90 | 24.56
13011185 | OIL CONTROLLER L-DRV 3/8 | 1021.9
13011186 | CABLE BUSHING | 14.11
13011187 | FRONT PLATE COVER VECTRON BLU | 15.94
13011190 | MOUNTED FLOW CONTROLLER | 964.25
13011313 | SET O-RING GASKET | 76.13
13011314 | SET O-RING GASKET | 20.71
13011315 | GASKET/COVER-PUMP SUN A 991524+DOC(X10) | 48.11
13011316 | SET BAFFLE PLATE MB822 D22 ELECT. L65 | 123.12
13011317 | SET BAFFLE PLATE MB826 D26 ELECT. L92 | 127.99
13011318 | FLAME TUBE D80 L175 MB800 | 96.43
13011319 | FLAME CUP D76,6/100 L150 | 212.24
13011320 | FLAME CUP D76,6/120 L189,5 FP617 | 309.27
13011342 | CABLE RESET+PLUG 2P 2X0,75 L500 | 43.85
13011343 | CABLE GAS P.SWITCH+PLUG DIN/RAST3P L1300 | 51.97
13011344 | CABLE GAS VALVE+PLUG DIN/4X0,75 L1300 | 42.83
13011345 | CABLE AIR PRES.SWITCH+PLUG3P/2X0,75 L450 | 35.73
13011346 | OIL SECURITY VALVE CABLE | 43.24
13011350 | LINEA DE GAS C 20/24/30 GX 207 T2 | 566.57
13011359 | FRONT PLATE COVER | 169.3
13011363 | GAS NOZZLE+ O-RING | 286
13011365 | GAS ROD HEAD CPL. LONG | 600.88
13011366 | SEAL SET | 20.71
13011367 | CIRCLIP+STABILISATOR D60 | 21.2
13011369 | RUBBER FUNNEL D20/17/7X15 (2 PIECES) | 7.82
13011469 | LANCE GAS HEAD KPL LONG | 602.5
13011492 | BOILER ACCESSORY D80 ANGLE 0° MEKU | 49.74
13011493 | BOILER ACCESSORY D90 ANGLE 0° MEKU | 49.74
13011505 | ORANGE COVER HOUSING | 138.24
13011506 | SPINDLE / AIR FLAP D8/10X30 | 16.24
13011507 | RED SPIRAL SPRING | 21.92
13011508 | CONTROL BOARD SILK-SCREEN PRINTED | 32.48
13011509 | OIL PUMP A2L 65 D 9703 | 162.4
13011510 | CASING AIR INTAKE CPL. | 306.94
13011515 | CABLE REGUL.+PLUGWIE. 4P 4X0,75 L620 | 30.15
13011519 | SET O-RING GASKET | 76.13
13011521 | VALVULA DE GAS MBDLE 403 B01 S20 | 299.43
13011522 | BRIDA ADAPTADOR VALVULA MBDLE 403 | 68.21
13011524 | BRIDA ADAPTADOR MBDLE 403 CPL 1/2" | 44.15
13011526 | GAS ROD HEAD KPL SHORT | 753.54
13011527 | LANCE GAS HEAD KPL SHORT | 692.03
13011528 | GAS ROD HEAD KPL LONG | 712.43
13011529 | GAS ROD HEAD KPL SHORT | 692.03
13011531 | FLANGE 106X106X90RP2"D79H11 O-RING+STAB. | 249.28
13011564 | ACOPLAMIENTO COMPLETO | 228.38
13011565 | CAJA DE AIRE COMPLETA | 360.02
13011569 | FIXING HEAD D115 PAINTED C20/24/30 | 131.95
13011570 | CASING AIR INTAKE+ INSULATION | 132
13011572 | GASKET SET MBVEF407 | 55.83
13011593 | BAFFLE PLATE D130/40 9SL R | 308
13011594 | BAFFLE PLATE D125/40 9SL R | 258
13011595 | NOZZLE ROD L711 SHORT HEAD | 905
13011596 | LINEA PORTACHICLER LG 587 T1 | 518.67
13011597 | NOZZLE ROD L821 MEDIUM HEAD | 537.95
13011598 | FLAME TUBE D170/141/130 L305 | 189.81
13011600 | FLAME TUBE D170/141/130 L415 | 337
13011601 | FLAME TUBE D170/141/125 L305 | 189.81
13011602 | FLAME TUBE D170/141/125 L525 | 253.75
13011603 | FLAME TUBE D170/141/125 L415 | 223.3
13011607 | MOTOR 140W | 147.18
13011617 | IR DISPLAY | 182.7
13011619 | CABLE DISPLAY+PLUG 9P/CONNECT.SUB9P L395 | 28.42
13011620 | SERVOMOTOR SQN31.481.A2766 | 287.25
13011622 | PLUG-IN BASE RELAY CART/RAIL DIN35 | 36.54
13011623 | CABLE AIR P.SWITCH+PLUGDIN/2X0,75 L1200 | 36.34
13011633 | NOZZLE ROD CPL SHORT HEAD | 453.6
13011634 | NOZZLE ROD CPL LONG HEAD | 447.92
13011647 | CABLE GAS VALVE+PLUG DIN/3X0,75 L1700 | 22.84
13011648 | BOQUILLA ASSEMBLY CPL | 918.58
13011649 | NOZZLE ROD CPL LONG HEAD | 924.26
13011650 | NOZZLE ROD CPL MEDIUM HEAD | 772
13011720 | GAS VALVE MB-VEF412 B01 S30 PL=0,3-PF=1,2 | 1253
13011725 | GAS VALVE MB-VEF420 B01 S10 RP2" FP | 1462
13011726 | COIL DUN N° 1215 MBVEF420 | 649.6
13011733 | GASKET SET VGG,VGF10 / VGD20 RP2 | 51.77
13011734 | GAS VALVE VGG10 504P RP2" | 350
13011735 | GAS VALVE VGF10 654P DN65 | 1563
13011736 | GAS PRESS.SWITCH GW 50 A4 2,5-50MB DIN | 95
13011737 | GAS VALVE MV-D220/5 RP2" | 820
13011738 | GAS VALVE MV-D2065/5 DN65 | 954
13011739 | COIL DUN N° 300 MVD215-515 | 588.7
13011750 | COIL DUN N° 400 MVD2065 | 861.23
13011751 | AIR FLAP SPRING | 18.17
13011752 | CPL GREY COVER HOUSING | 160.57
13011759 | TRANSFORMADOR ZM20/10 | 146.16
13011760 | CABLE SKP PLUG DIN/3X0,75 L2000 "X5" | 35.02
13011761 | SERVOMOTOR SQN31.401A2760 | 223.3
13011763 | CONTROL UNIT LFL 1.333 | 498
13011764 | GREEN LIGHT SIGNALUX 2822/220V | 16.5
13011765 | SWITCH 3 POS.0-2 MOMENT. | 23.35
13011779 | PRESSURE TAKE OFF TUBES DUNGS 407 | 206.86
13011784 | ACTUATOR EAS 2 38,5S | 846.31
13011785 | MOUNTED FLOW CONTROLLER+COVER | 1055.6
13011794 | RELAIS SOCLE AGK11 LOA-LGB + AGK66 | 35.53
13011796 | GAS CONNECTING PIECE G/F-V Rp 2" MBVEF420-425 | 365.4
13011835 | COUPLING AIR FLAP/SQN-SQM EQ.L277 | 284.2
13011839 | AIR PRES. CABLE + PLUG X3 | 35.53
13011846 | GASKET SET MBVEF412 | 20.71
13011857 | FLAME TUBE D185 L470 | 1109.7
13011859 | FLAME TUBE D220 L610 | 674.98
13011860 | DISCO DEFLECTOR | 456.55
13011861 | FLAME TUBE D270 L600 FLANGE D436 DN80 | 1445.56
13011863 | GAS NOZZLE V D45X65 | 221
13011864 | AUXILIARY RELAY 0A/2RT/230VAC | 42.22
13011865 | GAS NOZZLE V D.65X90 | 312
13011867 | FLAME TUBE D178 L350 DELTA | 485.68
13011869 | FLAME TUBE D213 | 629.3
13011870 | ADJUSTING BOLT D5,9X18 | 32.28
13011871 | FLAME TUBE D263 L400 DELTA | 720.65
13011872 | ADJUSTING DEVICE CAP D7,9X13 | 35.53
13011876 | FUEL SELECTOR SWITCH CG10A362D | 184.83
13011878 | IGNITION CABLE BERU D6,35/D6,4 L800 | 87.09
13011880 | IGNITION CABLE BERU D6,35/D6,4 L1000 | 87.39
13011881 | BAFFLE PLATE D143/17 9SL | 208
13011882 | BAFFLE PLATE D137/17 9SL | 166.56
13011883 | BAFFLE PLATE D.165 | 213
13011889 | ELECTRICAL CONSOLE | 141.9
13011890 | EARTH TERMINAL PHOENIX UK5 TWINPE | 38.57
13011891 | CLAMP STRIP ELG03.250 | 199.14
13011892 | ACTUATOR SQN 31.251 A2730 | 249.69
13011894 | CABLE IGNIT.TRANSFO+PLUG 3P 3X0,75 L400 | 21.32
13011896 | GAS VALVE CG340 R01 VT2W | 1228
13011897 | FLANGE CG3 RP1"1/2 INLET | 78.87
13011899 | O-RING CG3 GAS VALVE (X2) | 16.14
13011900 | STRAINER ELEMENT CG3.. | 45.17
13011901 | RILZAN TUBE 4-2 (BLU) | 13.3
13011905 | FLAME CUP D125 | 172.96
13011906 | FLAT HEAD SCREW F. FLAME CUP | 26.09
13011908 | GASKET/BURNER FLANGE D200/110X5 | 17.97
13011909 | GASKET/BURNER FLANGE D242/121X10 | 32.68
13011910 | BURNER FLANGE D110 EXT.D210 | 68.31
13011911 | BURNER FLANGE D125 EXT.D250 DUAL FUEL | 93.38
13011913 | FLAME TUBE D110 L320 | 156.31
13011914 | BOCA QUEMADOR D125X320 | 138.34
13011915 | BOILER ACCESSORY D125OILHOSES L1500 NW6 | 144.54
13011918 | DRIVING WHEEL | 17.97
13011922 | BALL BEARING AXIS FLAP | 26.69
13011923 | INSPECTION GLASS D16,5 WHITE | 16.24
13011924 | WASHER 4,3ST / CASING | 12.69
13011925 | AIR INTAKE GRID | 49.23
13011926 | GUIDE SHEET | 42.83
13011927 | SHEET INLET AIR | 63.13
13011928 | SWIRLER D115/86/43 12SL H15 40° | 142.2
13011929 | INSPECTION GLASS | 13.8
13011930 | MOTOR 450W | 268
13011932 | COUPLING for motor 450W | 9.14
13011933 | COUPLING D8/54 ELECTROMAGNETIC EK03GL | 1298.59
13011934 | CABLE MAGN. COUPLING+PLUGDIN/3X0,75 L400 | 67.6
13011935 | TUBE PUMP/NOZZLE ROD | 63.54
13011937 | OIL HOSE LG 1500MM NW6 | 54.61
13011938 | BOMBA AT3 55 C 2P 06 | 157.33
13011939 | ELECTRODO ENCENDIDO | 121.8
13011940 | NOZZLE ROD | 180.87
13011941 | SCREW OF ADJUST | 18.98
13011942 | BAFFLE PLATE D112/38 15SL | 180.97
13011944 | CABLES DE ELECTRODO ENCENDIDO | 21.32
13011947 | SET REMOTE RELEASE CONTROL | 49.74
13011976 | SAFETY THERMOSTAT 112-82°C | 109.72
13011990 | FLANGE CG3 RP1"1/2 OUTLET | 78.87
13012000 | SWITCH 21X15 BLACK | 26.8
13012001 | SWITCH 21X15 BLACK | 26.8
13012002 | Bomba AT2 45D 9538 6P 0500 | 159.36
13012012 | GAS CONNECTING PIECE EQUIPED 1"1/4 | 387.73
13012013 | GAS PRESSURE TUBE | 96.43
13012014 | GAS CONNECTING PIECE Rp 2" MBVEF420 | 407.73
13012015 | GAS PRESSURE TUBE | 96.43
13012022 | SERVOMOTOR STA 19 B036/8 | 178.64
13012024 | CABLE ACTUATOR+PLUG7P/RAST5P+RAST4P L250 | 40.6
13012042 | FLANGE/GAS TUBE RP 3/4 | 355.25
13012043 | GAS CONNECTING PIECE EQ. RP1/4 | 355.25
13012044 | PRESSURE TUBES SET (300MBAR) | 101.5
13012045 | SET PRESSURE TUBES(20MBAR) | 81.2
13012048 | COVER BURNER L03.300 D | 96.43
13012049 | FRONT PLATE COVER EK03 | 25.17
13012194 | GAS TRAIN MBDLE407 B01 S20 | 740.34
13012203 | FLANGE MB405 RP3/4"+ADAPTER GAS TUBE | 81.2
13012220 | TRANSFORMADOR ZE 30/7+FICHE. | 134
13012221 | O-RING SET | 362.56
13012225 | CABLE AIR PRES.SWITCH+RAST2P/2X0,75 L350 | 17.26
13012226 | AIR SWITCH CABLE RAST5 | 18.27
13012227 | CABLE ACTUATOR+PLUG9P/RAST5P+RAST4P L480 | 36.54
13012262 | SERVOMOTOR SQN75.244A26 ( VER OBSR, ) ) | 207.06
13012263 | ACTUATOR SQN 75.294 A26 | 207.06
13012264 | SERVOMOTOR SQN 75 224A26 | 207.06
13012265 | SERVOMOTOR SQN75.524A26 | 207.06
13012266 | SERVOMOTOR SQN 75.664A26 | 207.06
13012268 | GAS CONNECTING PIECE EQ. RP3/4" MBZDRLE 408 | 324.8
13012269 | GAS CONNECTING PIECE EQ. RP1/4 | 355.25
13012272 | COIL DUN N° 1250 V2 MBZRDLE410-412 | 263.9
13012273 | COIL DUN N° 1201 V1 MBZRDLE410-412 | 365.4
13012275 | VALVULA GAS MBZRDLE412B01S20 | 913
13012289 | TUBES P AIR+FURNACE/R+L MBVEF412 | 145.65
13012322 | STAR GASHEAD | 197.62
13012323 | PHOTOCELL QRB 1B WITH PLUG | 57
13012336 | CABLE GAS VALVE+RELAY RAST 5P L1500 | 81.1
13012383 | BOILER ACCESSORY D126 WIELAND PLUG 7P. | 97.44
13012385 | BOILER ACCESSORY D126 WIELAND 7P.+4P. | 102.52
13012386 | GASKET/BURN.FLANGE 180X155X10 D110 WHITE | 30.15
13012388 | FLAME TUBE D100/88/103 L138 | 203
13012389 | TUBO ACERO D.117/ 97/110X148 | 192.85
13012391 | CLAPETA C10 - C14 GAS | 19.6
13012392 | FAN WHEEL D120 X52 D12,7 L-E | 39.69
13012393 | FAN WHEEL D137 X52 D12,7 | 57.14
13012397 | BAFFLE PLATE D87 6SL R 6DRIL. | 58.06
13012398 | BAFFLE PLATE D96 6SL R 6DRIL. | 54.1
13012402 | CAP LPG D40 | 32.38
13012403 | LPG CAP | 17.36
13012404 | ELECTRODE/CABLE D4x500 | 17.26
13012406 | IONI. PROBE/CABLE D6,35x375 | 17.26
13012407 | IONISATION PROBE D8X75 D1,5X45 L 500 d6,4 | 20.8
13012408 | GAS STAR (ALU.) | 113.17
13012409 | STAR GAS (ALUMINIUM) | 162.7
13012410 | O-RING D21,6X2,4 | 13.2
13012411 | GREY COVER HOUSING+ PLATE | 110.43
13012413 | FLAME TUBE D100/93/88/103/88 L258 | 415.03
13012414 | FLAME TUBE D117/97/110 L268 | 312.82
13012418 | STAR GAS (BRONZE) | 201.27
13012420 | SERVOMOTOR LKS 131.07 | 258
13012421 | PLUG DIN GREY 4P.WITHOUT SKIRT | 20.9
13012422 | PLUG DIN GREY 4P.WITH SKIRT | 14.62
13012423 | GRUPO BOBINAS DUNGS Nº 1100 (VS+VA) | 282.17
13012424 | GAS VALVE MB-DLE407 B01 S20 RP3/4" | 485
13012434 | TUBE PUMP/SOLEN. VALVE | 90.34
13012437 | TUBE PUMP / NOZZLE ROD | 52.48
13012438 | OIL PUMP BFP 52 E | 299.43
13012468 | SUPPORT SPEED INVERTER | 66.69
13012586 | COIL DAN FOR OILVALVE NO 230V | 54
13012597 | FIXIN COLUMN COVER FOR K47 | 17.05
13012598 | SET RAPA->DANFOSS | 189.09
13012599 | SET RAPA->DANFOSS | 169.71
13012600 | SET RAPA->DANF.EK/EL02L-MH L&G | 254
13012610 | CONTROL UNIT LFE 1.8853 | 2181.95
13012675 | CABLE SOL.VALVE+PLUG 3P/RAST3P L300V1 | 20.3
13012676 | CABLE SOL.VALVE+PLUG 3P/RAST3P L300V2 | 29.44
13012677 | CABLE CELL IRD+PLUG3P/RAST3P L250 | 29.2
13012678 | PHOTOCELL IRD 1010 AXIAL | 147.2
13012679 | FLAME CUP D76,6/80 L140 FP617 | 200.06
13012680 | NOZZLE ROD DAN PHB 5-LE L252 | 136.11
13012681 | OIL PUMP BFP 52 EL3 LES | 161.89
13012682 | CABLE HEATER DAN+PLUG4P/RAST4P L400 | 27
13012691 | SET BAFFLE PLATE MB819 D19 ELECT. L65 | 123.22
13012729 | SPACER NOZZLE ROD | 16.65
13012730 | TURBULATOR D63/18 6F RIGHT LX | 72.17
13012731 | BAFFLE PLATE D110/30 9SL | 203
13012767 | CABLE SOL.VALVE+PLUG 3P L300 | 17.26
13012768 | CABLE HEATER DAN+PLUG4P L460 | 19.29
13012769 | CABLE HEATER DAN+PLUG4P/4X0,75 L450 | 28.93
13012770 | TUBE PUMP/NOZZLE ROD | 41.31
13012771 | NOZZLE ROD 1D 9/16' L.245 | 164
13012815 | FLAME TUBE D80/57 L183FLANGEd100 | 111.75
13012833 | COUPLING D37/11X34 PUMP | 49.74
13012834 | COUPLING D12X140 M8 EQ.PUMP/MOTOR | 108.61
13012835 | COUPLING D12X100 M8 EQ.PUMP/MOTOR | 152.25
13012836 | COUPLING D12X157 M8 EQ.PUMP/MOTOR | 149.21
13012837 | COUPLING MOTOR 450W HANNING | 7.61
13012838 | COUPLING D6X18 HEX.10MM ACTUATOR | 39
13012839 | COUPLING MOTOR 70W SMEN | 7.51
13012841 | COUPLING MOTOR 70/110W HANNING | 14.5
13012842 | BAFFLE PLATE D95/25 9SL | 130.94
13012844 | BAFFLE PLATE D75/22X8 6SL | 65.47
13012845 | BAFFLE PLATE D115/45 9SL | 220.15
13012849 | BAFFLE PLATE D105/40 9SL+ELECT.HOLDER | 232.2
13012853 | BAFFLE PLATE D110/30 9SL+F LANGE | 177.02
13012854 | BAFFLE PLATE D84/28 6SL | 92.37
13012855 | BAFFLE PLATE D65/20 4SL | 73.79
13012856 | BAFFLE PLATE D64,5/16X10 4SL | 141.69
13012857 | BAFFLE PLATE D168/60 15SLTK98 1DRIL. | 335
13012858 | BAFFLE PLATE D187/80 15SL | 218
13012866 | BAFFLE PLATE D110/45 12SL 1DRIL. | 162.4
13012867 | BAFFLE PLATE EG3A45 R/F - EK3.60G/F | 188.59
13012868 | BAFFLE PLATE EG3A60 R/F - EK3.80G/F | 183.21
13012878 | BAFFLE GRATE | 185.64
13012879 | BAFFLE D72 (ANILLO/DISCO LLAMA) | 68
13012880 | ANILLO LLAMA | 161.39
13012881 | BAFFLE PLATE D143/84 GRILLE | 105.76
13012883 | SPINDLE / AIR FLAP 10X10X151 D6/D5 | 32.78
13012884 | SPINDLE / AIR FLAP 7X7X264 D5 | 37.15
13012885 | SPINDLE / AIR FLAP D5X71 | 24.36
13012886 | SPINDLE / AIR FLAP10X10X311 D5 | 46.69
13012887 | SPINDLE / AIR FLAP 10X10X326 D5 | 59.89
13012888 | SPINDLE / AIR FLAP D5X84 | 16.54
13012890 | COIL KRS FOR CG3.40 VP | 242.38
13012892 | SPINDLE / AIR FLAP 10X10X320 D5 | 77
13012899 | COIL THE TK25 N | 107.69
13012901 | COIL DUN N° 1405 MBVEF425 S10 | 998.66
13012905 | BURNER FLANGE D90 EXT.D183 | 41.11
13012908 | BURNER FLANGE D110+GASKET D110/200 | 65.77
13012909 | BURNER FLANGE D159 EXT.D333 | 290.39
13012910 | FLANGE 196X190X16 EXTERNAL AIR INLET | 167.48
13012911 | BURNER FLANGE D110 EXT.D250 | 127.08
13012912 | BURNER FLANGE D125 EXT.D305 | 121.9
13012913 | BURNER FLANGE D140 EXT.D330 | 142.91
13012914 | BURNER FLANGE D80 EXT.D183 | 41.62
13012915 | PLACA ACOPLAMIENTO A CALDERA | 77.14
13012917 | FLANGE CG2 RP1" | 40.4
13012919 | FLANGE CG2 RP3/4" | 35.93
13012920 | FLANGE MB410/412 RP1" | 54
13012921 | FLANGE CG1 RP1/2" | 33.8
13012922 | FLANGE CG1 RP3/4" | 42.22
13012923 | FLANGE CG2 RP1"1/2 | 58.87
13012924 | FLANGE CG3 RP1"1/2 | 78.87
13012925 | FLANGE CG3 RP1"1/2 OUTLET | 78.87
13012926 | BUTTON ADJUST AIR FLAP EL-EG01-02 | 13
13012927 | CABLE MOTOR+PLUG 3P 90° 3X0,75 L430 | 19
13012928 | CABLE IGNIT.TRANSFO+PLUG AMP 3X0,75 L450 | 30.45
13012932 | IGNITION CABLE D6,35 L330 | 15.33
13012933 | IONISATION CABLE D6,35 BAN/D4 L560 | 24.36
13012934 | IGNITION CABLE D6,4 L1000 | 17.26
13012935 | IGNITION CABLE D6,35 L610 | 8.93
13012936 | IGNITION CABLE D6,35 L360 | 17.5
13012937 | IGNITION CABLE D6,4 L1000 AP | 37.66
13012938 | IONISATION CABLE CLP 6,35 L1000 | 26.39
13012939 | CABLE SOL.VALVE+PLUG 3P 3X0,75 L335 | 17.15
13012940 | IONISATION CABLE CLP 6,35 L305 | 23.35
13012941 | IGNITION CABLE EG01B | 25.48
13012943 | IONISATION CABLE D6,35 L395 | 26.39
13012944 | IONISATION CABLE D6,35 L310 MALE | 16
13012945 | IONISATION CABLE D6 L300 | 35.53
13012948 | NOZZLE ROD | 64.15
13012949 | NOZZLE ROD | 82.52
13012962 | OIL ELECTRIC CONNECTION BOX PRE-WIRED | 51.46
13012964 | OIL ELECTRIC CONNECTION BOX PRE-WIRED | 422
13012966 | OIL ELECTRIC CONNECTION BOX EL01B40/56H-LNX | 60.29
13012967 | OIL ELECTRIC CONNECTION BOX PRE-WIRED | 411.08
13012968 | ELECTRIC CONNECTION BOX PRE-WIRED GAS | 350.18
13012969 | ELECTRIC CONNECTION BOX PRE-WIRED GAS | 362.76
13012970 | ELECTRIC CONNECTION BOX 2 STAGES GAS | 822.15
13012973 | CASING AIR INTAKE CPL. EL02-EG02 | 62.93
13012975 | CASING AIR INTAKE CPL. | 378.49
13012976 | FOTOCELULA LANDIS QRB1B L=0,40 M | 40
13012977 | PHOTOCELL QRB 1A A048B70B | 40
13012979 | PHOTOCELL QRB 1B D042B20B LONG | 57
13012980 | PHOTOCELL QRA 2 FLANGE+COLLAR | 170.52
13012984 | CAPACITOR 10µF 2P 3mm | 50
13012985 | CAPACITOR 4µF 2P 6,4mm | 30
13012986 | CAPACITOR 5µF 2P 3mm | 69.93
13012991 | CONTACTOR ABB B9-30-10 - 220 V | 68.01
13012992 | TERMINAL FOR IGNITION CABLE | 13.91
13012994 | COVER HOUSING BLU | 125.45
13012995 | COVER HOUSING BLU | 78.16
13012996 | COVER HOUSING EL02A/B16-EL02B11 | 45.37
13013002 | COVER HOUSING GREY EG02 | 45.37
13013003 | TIGHTNESS CONTROL VPS504 S02 | 512
13013011 | PROPANE GAS NOZZLE | 252
13013012 | NATURAL GAS NOZZLE | 155.09
13013013 | NATURAL GAS NOZZLE | 124.85
13013014 | NATURAL GAS NOZZLE | 202.7
13013015 | NATURAL GAS NOZZLE | 202.7
13013022 | NATURAL GAS NOZZLE | 124.85
13013023 | NATURAL GAS NOZZLE | 117.74
13013024 | PROPANE GAS NOZZLE | 91.35
13013025 | PROPANE GAS NOZZLE | 91.35
13013026 | NUT FIX FLAME TUBE SPECIAL M6 | 18.78
13013028 | ELECTRODO ENCENDIDO IZQUIERDA | 21
13013029 | ELECTRODO ENCENDIDO DERECHA | 21.32
13013033 | IONISATION PROBE D8X50 D2X45 L 500 d5 | 32.78
13013034 | IGNITION ELECTRODE D6X60 d6,4 D2X15 90° | 29.44
13013035 | ELECTRODO ENCENDIDO | 20
13013038 | ELECTRODO IONIZACION | 14.82
13013039 | ELECTRODO ENCENDIDO | 18
13013040 | IGNITION ELECTRODE D8X200 d6,4 D3X25 60° | 33.5
13013045 | IONISATION PROBE D6X55 d6,4 D3X29 40° | 121.9
13013047 | ELECTRODO DE ENCENDIDO | 25.38
13013048 | ELECTRODO DE IONIZACION | 15.63
13013049 | ELECTRODO IGNICION EG3A..RP | 60.9
13013050 | IONIZATION ELECTRODE.EG3A.R2P-EK3.60/80G/F | 24.36
13013052 | IGNITION ELECTRODE D14X80 d6,4 D3X67 60° L | 73.08
13013053 | IGNITION ELECTRODE D8X200 d6,4 D3X80 80° L | 76.13
13013054 | IGNITION ELECTRODE D8X200 d6,4 D3X80 80° R | 76.13
13013055 | IGNITION ELECTRODE D6X60 d6,4 D2X13 | 17.26
13013056 | ELECTRODO ENCENDIDO | 17.5
13013057 | ELECTRODO ENCENDIDO | 98.46
13013058 | IONIZATION ELECTRODE EG4A-EK4.G | 104.44
13013062 | IONISATION MESURE PLUG | 19.29
13013063 | JACK PLUG | 17.66
13013065 | ORANGE PLUG FOR PHOTOCELL QRB1S | 14.01
13013066 | FILTER/PUMP SUNTEC+ DOCUMENTATION | 23.75
13013072 | GAS FILTER CG1 | 36.13
13013073 | GAS FILTER CG2 | 39.28
13013078 | OIL HOSE L 1200 RM 1/4 | 35.93
13013079 | OIL HOSE L 1200 1/4"ELBOW+MAM.3/8 | 25.48
13013080 | OIL HOSE L 1200+ MAM.3/8 | 54.2
13013081 | GAS HOSE L 0.9M RM 1/8 | 29.54
13013082 | OIL HOSE L 1500 DN8 | 35.22
13013084 | SLEEVE D4,7X1 METER | 13.8
13013085 | GAS VALVE CG1 R01 DT2W | 370.48
13013086 | GAS VALVE CG1 R01 VT2W | 375.04
13013087 | GAS VALVE CG2 R01 DT2W | 487.2
13013088 | GAS VALVE CG2 R01 VT2W | 616.61
13013089 | GAS VALVE CG25R03D2W6YWV | 558.25
13013090 | GAS VALVE CG25R03VW6CWV | 789
13013091 | HYDRAULIC JACK | 161.99
13013092 | GATO HIDRAULICO | 486
13013094 | GASKET ALUMINIUM D10/14X1,2 G1/8 | 13.2
13013095 | GASKET/BURNER FLANGE D212/90X8 | 22.33
13013096 | GASKET/BURNER FLANGE D319/160X10 | 45.68
13013098 | GASKET/BURNER FLANGE D212/80X5 | 35.93
13013099 | GASKET/BURNER FLANGE D242/110X10 | 28.42
13013100 | GASKET/BURNER FLANGE D290/125X10 | 43.75
13013101 | GASKET/BURNER FLANGE D319/140X10 | 42.22
13013102 | JUNTA AISLANTE PLACA ACOPLAMIENTO | 29.54
13013103 | GASKET FLAT D8,5/4X2 COPPER | 15.23
13013104 | O-RING D42,52X2,6 | 15.63
13013107 | GASKET ALUMINIUM D13,2/18X1,5 PUMP | 13.2
13013108 | O-RING D70X3 | 17.86
13013114 | COVER HOUSING BLU | 125.45
13013117 | GAS ROD EG02B | 39.28
13013118 | PROTECTION SLEEVE CABLE TAG HT | 15.43
13013119 | MANOMETER 0-40BAR WITHOUT GLYCERIN | 36.13
13013120 | CONNECTION NIPPLE 3/8" FOR OIL HOSE | 10
13013121 | FORWARD INSULATION AIR BOX EL01 | 22.13
13013122 | FORWARD INSULATION EL02 | 18.68
13013123 | MOTOR 0,37KW230/400V D14 | 484.16
13013124 | MOTOR 0,55KW230/400V D14 | 304.5
13013125 | MOTOR 0,92KW230/400V D14 | 416
13013127 | MOTOR 0,09KW230V D10 | 177.63
13013128 | MOTOR 0,45KW230V D14 L32 | 228.38
13013129 | MOTOR 0,09KW230V D10 | 177.63
13013130 | MOTOR 0,18KW230V D10 | 153.27
13013131 | MOTOR 0,11KW230V D14 | 137.03
13013132 | ADJUSTMENT CAM EL/EG01/02A/B | 15.23
13013133 | GRADUATED DISK D13/38 0-10 | 17
13013135 | MOTOR PLATE G60-E01 | 111.95
13013136 | PUMP AE 45C | 123.42
13013137 | OIL PUMP AL 35 C 9528 6P 0700 | 117.74
13013138 | PUMP AL 65C | 138.04
13013139 | OIL PUMP AT2 45 D 9544 4P 0500 | 159.36
13013140 | PUMP AS47D KEROSENE | 136.01
13013141 | OIL PUMP AE 77 C 7270 2P | 152.25
13013142 | OIL PUMP AE 67 CC 7361 3P | 129.88
13013143 | OIL PUMP AJ6 CC 1000 | 172.55
13013149 | FLAME CUP D125/149 L219 | 207.47
13013150 | FLAME CUP D167/140 | 213.15
13013151 | FLAME CUP D154/190 L267 | 213.15
13013153 | FLAME CUP D110/125 L187 | 274.66
13013154 | FLAME CUP D134/167 L206 | 169.4
13013155 | FLAME CUP D179/220/202 L310 | 448
13013157 | FLAME CUP D153/167 L230 | 213.15
13013160 | FLAME CUP D119/149 L215 | 283.19
13013165 | BOCA DE FUEGO D214/261/240L303 | 680
13013166 | FLAME CUP D214/220/202 L283 | 556.02
13013167 | FLAME CUP D154/140/190 L267 | 213.15
13013168 | FLAME CUP D110/125 L148 | 167.17
13013169 | FLAME CUP D110/98/80 L147 | 161.49
13013170 | FLAME CUP D179/220/195 L280 | 387.93
13013171 | FLAME CUP D110/98/80 L147 | 220.97
13013172 | FLAME TUBE D110/125 L63 | 322.26
13013183 | AIR PRESS.SWITCH DL 3 A 0,4-3MB | 101.5
13013189 | SOCKET 6P 93.931.3853.0 | 26.49
13013193 | WIELAND SOCKET 7 P. | 18.27
13013194 | PLUG DIN BLACK 4P. | 16.34
13013195 | PLUG DIN GREY 4P. | 16.75
13013196 | PLUG PRESSURE INTAKE 1/8" | 22.63
13013197 | ANTI-LIGHTNING TO PLUG 230V | 156.01
13013199 | REDUCTION SLEEVE 241 R1" - 1/2" | 17.66
13013200 | REDUCTION SLEEVE 241 R 1" 1/2 - 1" | 21.92
13013202 | UNION /OIL PUMP G1/4" M-1/8 F | 23.75
13013203 | CALIBRATED UNION AGA75 1/4" | 129.92
13013205 | UNION G1" | 46.99
13013206 | GAS ELBOW 1M/M | 41.82
13013207 | REDUCTION SLEEVE R1/4" - 1/8" SERTO | 25.07
13013208 | UNION GREY T-FITTING D4/6 SO 33011-6 | 23.85
13013209 | UNION CAP FOR T-FITTING D4/6 | 24.36
13013210 | UNION CALIBRATED FOR GASTRAIN CG2/CG3 | 44.76
13013211 | SLEEVE REF 280 1/4" | 10.66
13013212 | NIPPLE 280 RP 3/4" | 17.36
13013215 | GAS CONTROLLER GBJ 20 R4 3/4" | 160.78
13013216 | ELECTRIC FILTER RC CIRCUIT ARC 4668.9066 | 25.07
13013221 | CONTROL UNIT LGK 16.333 A27 | 730
13013225 | SPRING / AIR FLAP | 13.2
13013226 | RESISTOR ANTI-PARASITE CABLE HT | 22.43
13013230 | ACTUATOR SQN 31.411 A2730 | 341.04
13013231 | ACTUATOR LKS 120.13 | 196.71
13013233 | ACTUATOR SQN 31.402 A2700 | 406
13013241 | SUPPORT AIR PRESSURE SWITCH | 19.29
13013246 | IGNITION ELECTRODE HOLDER | 110.84
13013247 | IGNITION ELECTRODE HOLDER | 130.33
13013249 | THERMIC RELAY ABB T25 DU 2.2À3.1A | 114.8
13013250 | THERMIC RELAY ABB T7 DU 6 À 9A | 98.56
13013253 | AIR RECYCLING | 15
13013254 | AIR RECYCLING | 16.24
13013255 | METAL SHEET AIR BOX SHUTTING | 20.2
13013257 | IGNITION TRANSFO. ZM20/10 2X5 230V L500 | 180.67
13013259 | TRANSFORMADOR EG01A/02A/03 | 149.92
13013262 | INSULATION TRANSFORMER 230V-230 160VA | 463.25
13013263 | INSULATION TRANSFORMER 230V-230 630VA | 379.71
13013264 | INSULATION TRANSFORMER 230V-230 1000VA | 747.04
13013265 | SCREWDRIVER TORX T20X200 LONG | 21.42
13013267 | SCREWDRIVER TORX T27X200 LONG | 27.1
13013269 | FLAME TUBE D90 L150 | 76.13
13013275 | FLAME TUBE D125 L410 | 213.15
13013276 | FLAME TUBE D140 L410 | 198.94
13013277 | FLAME TUBE D110/87 L288FLANGEd124 | 131.95
13013278 | FLAME TUBE D90 L280 | 96.43
13013279 | FLAME TUBE D90 L465 | 238.02
13013282 | FLAME TUBE D80/64,5 L140 | 203
13013285 | TUBO LLAMA (OBSERV.) | 71.05
13013288 | FLAME TUBE D110 L302 | 223.1
13013289 | FLAME TUBE D110 L216FLANGEd124 | 92.37
13013290 | FLAME TUBE D90 L473 | 281.66
13013292 | CUPPER TUBE CURVED | 62.93
13013293 | CUPPER TUBE CURVED D2/4 260MM | 24.56
13013301 | RILZAN TUBE BLU D4/6 LONG 1M | 17.15
13013302 | OILTUBE PUMP/NOZZLE LINE | 56.43
13013303 | TUBE PUMP/HYDRAULIC JACK FIRST STAGE | 58.97
13013304 | TUBE PUMP/HYDRAULIC JACK SECOND STAGE | 106.37
13013306 | TUBE PUMP / NOZZLE ROD | 35.93
13013308 | TUBE PUMP / NOZZLE ROD | 51.77
13013313 | FURNACE INOX PIPE CURVED | 52.98
13013314 | FURNACE INOX PIPE CURVED | 46.18
13013317 | AIR PRESSURE TUBE | 40.6
13013318 | RILZAN TUBE BLU D2/4 L:500+T+CAP | 45.57
13013319 | FAN WHEEL D200 X83 D14 | 266
13013321 | FAN WHEEL D136 X50 D10 | 32.68
13013323 | TURBINA EK4.175 G-ZVA | 485
13013324 | TURBINA 180X70 PARA ELCO EG 03B | 81
13013328 | SWIRLER D100/86/34 12SL H15 40° | 101.2
13013329 | SWIRLER D115/86/34 12SL H15 40° | 105.05
13013330 | SWIRLER D115/86/34 6SL H15 40° LPG | 116.52
13013332 | TUBE PUMP / NOZZLE ROD | 55.52
13013333 | TUBE PUMP/HYDRAULIC JACK 1 STAGE | 67.9
13013334 | TUBE PUMP/HYDRAULIC JACK SECOND STAGE | 58.16
13013335 | TUBE PUMP / NOZZLE ROD | 21.01
13013336 | VACUUM METER-1/0BAR WITHOUT GLYCÉRINE | 60.09
13013338 | 3 WAY VALVE JOUCOMATIC PERMANENT RUN | 173.36
13013339 | 3 WAY SOL.VALVE 310A G1/8 7W | 148.19
13013340 | BLOCK OIL DISTRIBUTOR /VALVE HOLDER | 287.25
13013341 | SOLEN. VALVE RAP BV01 1.2M13 G1/8" 2WAY | 92.47
13013352 | RACORD UNION A TUBO SILICONA R1/8 | 28
13013363 | SCREW CHC 6 X 16 FOR GASTRAIN CG2 | 6
13013364 | SCREW CHC 6 X 25 FOR GASTRAIN CG2 | 6
13013366 | SCREW CHC,M8X45 FOR GASTRAIN CG3 | 13.6
13013367 | SCREW CHC,M5X14 FOR GASTRAIN CG1 | 12.89
13013368 | SCREW CHC 5 X 25 FOR GASTRAIN CG1 | 12.99
13013369 | SCREW TCBL TORX FENTE 3X8 | 12.79
13013370 | SCREW TCBL TORX FENTE 4X8 X 5 pieces | 12.89
13013372 | AIR FLAP PART FIX | 17.26
13013375 | AIR FLAP PART MOBILE | 18.88
13013376 | AIR FLAP | 22.84
13013377 | AIR FLAP | 37.45
13013379 | AIR FLAP | 21.32
13013381 | AIR FLAP | 22.74
13013400 | SWIRLER D100/86/34 6SL H15 40° LPG | 107.79
13013451 | SET INSULATION CABLE VALVE LAN | 125.96
13013508 | SET CABLE BIPOLAR CUT-OFF | 121.19
13013511 | CAÑA Y PRECALENTADOR FPHB L206 ( OBSRV. ) | 118.55
13013512 | BOCA DE FUEGO D.63 / 80 | 89.83
13013518 | GAS NOZZLE D45 | 49.33
13013521 | OBTURADOR DE GAS PROPANO | 18.78
13013522 | BAFFLE PLATE D64,5/0 8SL R | 36.54
13013523 | LPG GAS CAP D59,5 | 32.68
13013524 | CABLE ELECTRODO ENCENDIDO | 20
13013525 | CABLE ELECTRODO IONIZACION | 26.39
13013552 | BOILER ACCESSORY D125 | 97.44
13013592 | LINEA DE GAS T1 | 620.88
13013593 | GAS ROD HEAD KPL LONG | 547.09
13013594 | GAS ROD HEAD KPL SHORT | 641.18
13013595 | GAS ROD HEAD KPL LONG | 656.1
13013620 | IGNITION CABLE D3,25/D4 L350 | 21.32
13013621 | IGNITION CABLE D4/D4 L465 AP | 22.33
13013638 | ELECTRODE BLOCK 25X46 d4 D1,5X19 56° | 17.76
13013697 | TEMPERATURE SENSOR FT-PT100 | 578.55
13013719 | COVER HOUSING GREY | 60.09
13013720 | CONTROL UNIT LOA 26.171 B27 | 126
13013721 | ACTUATOR WLM STF.0,15 1 | 194.88
13013722 | ADJUST BUTTON | 20.3
13013726 | OIL HOSE L 1000 BY 2 UNITS | 34.81
13013728 | GASKET FLAT D8,5/4X2 COPPER (X10) | 39.99
13013730 | TORSION SPRING ID9X1,6 L16 | 20.4
13013732 | PHOTOCELL QRC 1A L350 | 142.1
13013733 | CABLE HEATER 5X0,5-500A | 23.35
13013734 | IGNITION CABLE D6,35 L148 | 21.42
13013736 | ELECTRODE BLOCK 25X46 d6,4 D1,2X37 25° | 54.3
13013743 | SPRING D40 X 240 | 21.01
13013744 | SLEEVE SHEALTH D37/44 L 180 | 118.35
13013749 | IGNITION ELECTRODE D8X120 d6,4 D4X45 36° | 98.46
13013750 | IGNITION ELECTRODE D8X120 d6,4 D4X44 60° | 109.52
13013751 | CLAMP RING D12/9,4/8,1X8 | 34.51
13013752 | GASKET/GAS HEAD D92/68X2 | 27.2
13013755 | FAN WHEEL D250 X106 D24 | 614.08
13013756 | MOTOR 1,47KW230/400V D24 | 677.31
13013757 | BOLT HINGED D12X168 | 53.59
13013758 | SPINDLE / BOLT HINGE D18X210+D10X124 90° | 109.32
13013759 | GASKET/FLANGE 02-14 RP | 32.78
13013760 | BOLT D12X160 ST | 47.1
13013761 | BOLT D18X210 | 114.09
13013762 | SPINDLE / AIR FLAP 10X10X358 D7F8/D5 | 54.3
13013763 | LEVER AIR FLAP | 108.3
13013764 | CHANGE OVER SWITCH+/- | 70.9
13013765 | ELECT.TERMINAL BLOCK 24 GR 3BL | 217.41
13013767 | THERMIC RELAY 2.4-4A | 93.79
13013770 | ELEC. CONNECTION BOX (UV) | 96.43
13013781 | GASKET SET DN65 | 68.41
13013782 | GASKET SET DN80 | 96.93
13013783 | GAS CONNECTING PIECE RP2" | 387.73
13013784 | GAS CONNECTING PIECE DN65 | 585.15
13013785 | GAS CONNECTING PIECE CPL. DN80 | 626.56
13013788 | STRAINER ELEMENT ANELLO DN80 | 65.98
13013813 | SOLEN. VALVE LUC 121G2320 G3/8" 20W | 369.97
13013814 | ACTUATOR SQM 53.489 A2 | 1444.75
13013816 | NOZZLE ROD 1D 7/8 L577 | 639.96
13013817 | NOZZLE ROD 1D 7/8 L713 | 732.63
13013818 | IGNITION ELECTRODE HOLDER D40 | 148.49
13013819 | IGNITION ELECTRODE HOLDER | 161.28
13013820 | IGNITION ELECTRODE HOLDER D50 | 285.93
13013821 | FLAME CUP D179/190 L255 | 218.23
13013822 | OIL PUMP NVBGR PIC 300L/H | 1228.15
13013823 | OIL PUMP NVBGR MIC 400L/H | 1167.25
13013825 | SOLEN. VALVE LUC 121K6423 G1/4" 19W | 249.69
13013826 | SOLEN. VALVE LUC 321H2322 G3/8" 20W | 675
13013827 | GAS ROD D65X294 | 462.54
13013828 | GAS NOZZLE D.62,5X98 | 601.18
13013829 | BAFFLE PLATE D140/50 15SLTK98 | 194.27
13013830 | TURBULATOR D60/168 | 213
13013831 | DISCO DEFLECTOR | 236
13013832 | OIL HOSE L 1500 | 106.98
13013833 | MOTOR 4KW230/400V D28 | 796.78
13013834 | CABLE IGNICIÓN D6.4 | 76.23
13013835 | CABLE IGNICIÓN D6.4 | 63.64
13013836 | OIL HOSE DN8 X L 530 DIN4798 | 97.64
13013837 | IGNITION ELECTRODE D14X200 d6,4 D4X68 90° R | 129.01
13013838 | IGNITION ELECTRODE D14X200 d6,4 D4X78 90° R | 119.42
13013839 | IGNITION ELECTRODE D14X200 d6,4 D4X85 80° R | 127.1
13013840 | SWIRLER D116/63 12SL H10 45° | 267
13013841 | SWIRLER D160/98 15SL H10 30° | 267
13013842 | ELECT.TERMINAL BLOCK 28 GR 3BL | 226.14
13013843 | MOUNTED FLOW CONTROLLER | 1268.75
13013860 | GAS CONNECTING PIECE Rp 1/2" KROM CG15 | 294.86
13013869 | GAS CONNECTING PIECE EQ. RP3/4" MBZDRLE 407 | 324.8
13013870 | GAS CONNECTING PIECE EQ. RP1"1/4 MBZDRLE 412 | 355.25
13013887 | FRONT PLATE COVER | 32.48
13013889 | MOTOR 0,75KW230/400V D12,7 | 276.08
13013906 | GAS VALVE MB-VEF420 B01 S30 RP2" GW150 | 1462
13013907 | GAS CONNECTING PIECE EQ. RP1"1/2 | 355.25
13013908 | PRESSURE TUBES MBVEF 420 | 103.33
13013909 | VALVULA DE GAS MBVEF412B01S30 | 1253
13013910 | GAS CONNECTING PIECE EQ. RP1"1/4 MBVEF 412 | 355.25
13013911 | GAS PRESSURE TUBE (P20) | 105.46
13013916 | GAS CONNECTING PIECE EQ. RP3/4" MBVEF 407 | 324.8
13013917 | PRESSURE TUBES MBVEF 407 | 78.46
13013920 | TUBO IMPULSION bomba a linea portachicleur | 23.45
13013921 | TUBE PUMP / NOZZLE ROD | 56.54
13013922 | NOZZLE ROD ASSEMBLY T1 SHORT | 208.08
13013923 | BOQUILLA ASSEMBLY T2 | 198.13
13013924 | NOZZLE ROD ASSEMBLY T1 SHORT | 186.05
13013935 | CLAMP | 18.98
13013936 | BATCHER COVER / AIR D60 | 83.53
13013937 | MEASURE AIR | 48.42
13013938 | NOZZLE ROD 1D 9/16 L437 | 108.3
13013939 | BAFFLE PLATE D64,5/16X84 4SL | 159
13013940 | FLAME TUBE D90 L278 | 187.78
13013941 | FLAME TUBE D110/92 L282FLANGEd124 | 181.38
13013942 | CONTROL BOX LOA36.171A27 | 140
13013943 | SET OIL FEED TUBE | 54.71
13013944 | BALL BEARING D10,2/14X10 | 13.6
13013945 | HYDRAULIC JACK | 141.8
13013946 | TUBES P AIR+FURNACE/R+L SKP.. DN65 | 196.91
13013949 | GASKET BUTTON-FLAP D20/12X2,7 | 17.26
13013951 | OIL PUMP AT3 45 D 9546 2P 0500 | 157.33
13013952 | TUBES P AIR+FURNACE/R+L SKP RP1"1/2 & 2" | 176.91
13013953 | CABLE RESET+PLUG 1P 1X0,75 L700 | 16.04
13013954 | OIL FEED TUBE SET+ UNIONS | 159.46
13013977 | STRAINER ELEMENT MBVEF415/420 | 155.4
13013978 | POCKET GAS FILTER (P300) | 263.8
13013988 | CONNECTORS&GASKET PUMP.SUND.A. | 37.25
13013997 | CABLE IG.TRANSFO+PLUG3P/RAST2P+FILT.L600 | 123.22
13014000 | SET CHANGING PUMPAE77+JACK TUBE 1 WAY | 548.1
13014002 | CONTROL BOARD | 32.48
13014003 | GAS COVER DUAL FUEL | 84.25
13014004 | RUBBER FUNNEL | 15.33
13014005 | TUBE PUMP/NOZZLE ROD 1 STAGE DUAL FUEL | 31.47
13014006 | TUBE PUMP/NOZZLE ROD 2 STAGE DUAL FUEL | 49.94
13014007 | AUXILIARY CONTACTOR N31E | 90.74
13014008 | CABLE SOL.VALVE+PLUG DIN 3X0,75 L1700 | 31.57
13014009 | SWITCH DOUBLE 2 POSITIONS | 17.05
13014010 | PUSH SWITCH GREEN LIGHT ON-OFF | 20.4
13014011 | GAS CONNECTING PIECE 3/4" MB 407 | 324.8
13014012 | GAS CONNECTING PIECE 1"1/4 | 341.24
13014013 | PRESSURE TAKE OFF TUBES DUNGS 412 | 280
13014019 | GAS HEAD DUAL EQ. T1 SHORT | 1220
13014020 | GAS ROD HEAD CPL. T2 LONG | 2423.31
13014021 | GAS ROD HEAD CPL. T3 MEDIUM | 1222
13014039 | ACCESSORIE GASTRAIN VALVE OVEN | 165.55
13014058 | RESISTOR PTC (AGK25 L&G) | 49.74
13014063 | POTENTIOMETER ASZ22.303 | 464.97
13014075 | IGNITION GAS NOZZLE D6/4 | 90
13014094 | TUBO GAS 1/2" | 127.69
13014116 | CONTROL BOARD SILK-SCREEN PRINTED | 32.48
13014117 | AIR FLAP EQUIPPED | 38.98
13014118 | MOTOPUMP PLATE+ FLAME SCREEN CPL. | 85.06
13014119 | CONTROL BOARD SILK-SCREEN PRINTED | 32.48
13014120 | CABLE SOL.VALVE+PLUGWIE. 5P 5X0,75 L1250 | 37.86
13014121 | BLOCK JUNCTION M6/8,4 | 18.57
13014122 | GAS CONNECTING PIECE G/F-V Rp 1"1/4 MBVEF412 | 345.1
13014123 | GAS CONNECTING PIECE CPL. RP2" MB425 | 355.25
13014124 | FLANGE MB425 RP2" | 70.85
13014125 | GAS+AIR+FURNACE PRESSURE TUBE MBVEF412-420 | 214.37
13014126 | GAS+AIR+FURNACE PRESSURE TUBE MBVEF425 | 302.77
13014127 | FILTER SCREEN DUNGS/MB VEF 425 | 79.55
13014128 | GAS CONNECTING PIECE CPL. RP2" MB420 | 355.25
13014129 | GAS+AIR+FURNACE PRESSURE TUBE L+R MBVEF420 | 246.34
13014133 | SET POST VENTILATION G02/03/05 | 291.31
13014139 | CONTROL UNIT LGK 16.335 A27 | 980
13014149 | AIR PRESSURE TUBE | 67.9
13014151 | NOZZLE ROD | 252
13014160 | IGNITION ELECTRODE D14X200 d6,4 D4X68 90° L | 129.01
13014161 | IGNITION ELECTRODE D14X200 d6,4 D4X78 87° L | 116.73
13014162 | CABLE GAS VALVE 4X0,75 L550 SKP | 19.18
13014169 | COUPLING D12/54X154ELECTROMAGNETIC EK3GL | 2045.23
13014170 | COUPLING D12/54X154ELECTROMAGNETIC EK4GL | 2045.23
13014171 | IGNITION ELECTRODE D14X200 d6,4 D4X84 80° L | 127.1
13014177 | TUBE PUMP / ACTUATING CYL. | 156.92
13014178 | ORIENTED UNION G1/8-4,6 | 44.66
13014179 | TUBE VALVE BLOCK / T CONNECTOR | 97.44
13014181 | CONNECTION | 22.5
13014182 | COIL SUN B36M10 230V 8W | 115
13014183 | TUBE HYDRAULIC JACK / AIR VALVE | 96.32
13014184 | CABLE SOL.VALVE+PLUG 3P 3X0,75 L1200 | 30.65
13014186 | SPRING D21.8 X 98.8 | 18.37
13014188 | FLAME TUBE D125 L360 | 801.85
13014189 | FLAME TUBE D159 L360 | 730.9
13014190 | NOZZLE ROD 1D 9/16 L448 | 379.41
13014192 | OIL PUMP AJ6 CE 10023P | 172.55
13014193 | GASKET/COVER-PUMP SUN AJ | 15
13014194 | FILTER/PUMP AJ6 | 32.68
13014197 | BAFFLE PLATE D110/45 12SLTK60 | 235.68
13014198 | BAFFLE PLATE D134/50 15SL | 208.08
13014199 | SPINDLE / AIR FLAP 10X10X295 D7F8/D5 | 49.94
13014200 | AIR FLAP | 42.53
13014202 | GASKET/INSPECTION GLASS 74/67X52/45X2 | 17.56
13014203 | CABLE IGNICIÓN | 45.68
13014204 | OIL PRESS.SWITCH FF 432 | 304.5
13014205 | GUIDE INLET AIR | 143.22
13014206 | SHEET INLET AIR | 86.2
13014207 | COUPLING D12X132 M8 EQ.PUMP/MOTOR | 152.25
13014208 | REVERSING ROD D12 | 116.73
13014209 | SWIRLER D115/86/42 12SL H15 40° | 152.55
13014217 | NOZZLE ROD 1D 9/16 L 550 | 646.05
13014218 | IGNITION ELECTRODE D8X120 d6,4 D3X49 45° R+L | 195
13014219 | ELECT.TERMINAL BLOCK 2X 17GR 3BL | 164.13
13014221 | FLANGE 30X12X2,5FIX. ELECTRODE | 17.56
13014222 | BAFFLE PLATE D115/40 9SL | 233
13014223 | BAFFLE PLATE D130/45 9SL | 208
13014225 | THERMIC RELAY 2.2-3.2A | 89.02
13014226 | FLAME CUP D125/149 L72 | 203
13014227 | PHOTO CELL QRB3 (1) | 118.3
13014231 | FLAME TUBE D159 L400 | 320.33
13014232 | FLAME TUBE D185 L400 | 483.95
13014233 | FLANGE 35X14X12 AIR FLAP | 20.5
13014234 | AIR FLAP | 40
13014235 | AIR FLAP FLANGE | 14.51
13014236 | LEVER CPL. 82 mm | 129.21
13014237 | GRADUATED PLATE | 101.8
13014238 | LEAD TUBE | 30.86
13014239 | MOTOR PLATE D260X130 | 178.03
13014240 | TUBE PUMP/HYDRAULIC JACK | 49.53
13014253 | GAS CONNECTING PIECE CPL. RP1"1/4 | 386.61
13014256 | GAS ELBOW+ SHORT TUBE | 392.2
13014257 | LINEA GAS COMPLETA C43/54 GX 507/8 T1 | 412.39
13014258 | PLUG PRESSURE FURNACE TUBE L646 | 64.35
13014259 | PLUG PRESSURE FURNACE TUBE L796 | 101.8
13014265 | CABLE CELL UV+PLUG3P/3X0,75 L400 | 29.54
13014311 | PUMP J 6-CAC-1001-5P | 507.5
13014312 | POTENTIOMETER ASZ 8.703 | 183.11
13014317 | GAS PRESS.SWITCH GW 500 A4 100-500MB | 116
13014337 | PVC TUBE D4/6 | 13.3
13014343 | TEMPERATURE CONTROLE DEVICE | 76.13
13014348 | TUBE PUMP/HYDRAULIC JACK | 75.92
13014349 | TUBE HYDRAULIC JACK/SOLEN. VALVE | 123.12
13014350 | TUBE PUMP/SOLEN. VALVE | 73.99
13014351 | TUBE NOZZLE ROD/VALVE BLOC | 129.82
13014353 | PORTA ELECTRODOS | 142.71
13014355 | BAFFLE PLATE D140/45 9SL | 187.37
13014356 | BAFFLE PLATE D150/50 12SL | 181.28
13014357 | UNION 1/8 - 1/8 | 17.26
13014358 | SCREWED UNION G1/4 -M18X1.5 | 82
13014359 | SCREWED UNION 1/4"M18X1.5 | 224
13014360 | ORIENTED UNION 4LL-G1/8 | 73.08
13014374 | SET AIR REFRESHING | 51.97
13014390 | SOLEN.VALVE BUR 3 WAYS+CABLE PLUG 3P L450 | 395
13014391 | TUBE HYDRAULIC JACK/SOLEN. VALVE | 66.99
13014392 | TUBE PUMP/SOLEN. VALVE | 88.2
13014393 | TUBE PUMP/NOZZLE ROD | 65.57
13014394 | TUBE SOLEN. VALVE / NOZZLE ROD | 85.87
13014395 | TUBE PUMP/T-SCREWING | 96.73
13014396 | ORIENTED UNION 1/4"D.4.6 | 63.95
13014397 | DETECTOR LLAMA | 40
13014401 | TERMINAL MBK3 GREY | 17.46
13014402 | TERMINAL MBK3 BLU | 17.76
13014403 | TERMINAL GREEN/YELLOW HEARTH MSLK4 | 16.54
13014411 | FLANGE 40X14X10 AIR FLAP | 26.69
13014412 | GRADUATED PLATE | 58.97
13014413 | TUBE HYDRAULIC JACK / SOL.VALVE | 45.98
13014414 | TUBE PUMP/SOLEN. VALVE | 90.34
13014415 | TUBE PUMP/ NOZZLE ROD | 77.85
13014416 | TUBE SOLEN. VALVE / NOZZLE ROD | 94.6
13014417 | TUBE PUMP/ T- SOLEN. VALVE | 87.9
13014418 | IGNITION CABLE BERU D6,35/D6,4 L450 | 48.42
13014419 | CONNECTOR PUMP/HOSE G1/4/M16X1, | 10.15
13014420 | TUBE PUMP/HYDRAULIC JACK | 70.14
13014421 | UNION 1/4"-M16X1.5 | 104.55
13014423 | GASKET D62/46X2 | 18.88
13014424 | ADJUST ROD | 31.16
13014425 | BAFFLE PLATE D55 GRILLE | 132.86
13014427 | IGNITION CABLE D6,4 L925 | 73.69
13014429 | STRAINER ELEMENT BIOGAS | 72.78
13014432 | BAFFLE PLATE D149/45 9SL | 224
13014439 | INSPECTION GLASS | 46.69
13014440 | GRADUATED PLATE | 53.49
13014443 | SPACER RING MOTOR | 17.66
13014444 | FLANGE D212X250 HINGE+GASKET | 454.72
13014445 | GASKET/HOUSING-HEAD D212/155X3 | 18.17
13014447 | FLANGE D63/49X20 TURBULATOR | 82.82
13014448 | SWIRLER D148/70X42 10SL | 167.78
13014449 | GAS ROD+ GASKET | 421.43
13014451 | WIELAND PLUG 6 P | 14.72
13014452 | COUPLING DISK D75X12 | 74.6
13014456 | SUPPORT ACTUATOR LKS | 39.79
13014457 | IGNITION ELECTRODE HOLDER | 123.63
13014479 | SET CHANGING PUMPAE77+JACK TUBE 2 WAY | 548.1
13014480 | SET CHANGING PUMPAJ6+JACK TUBES 2 WAY | 719.84
13014492 | OIL PUMP BFP 21 L3 K | 116.73
13014508 | CONTROL UNIT SH151 | 124.85
13014514 | RELAY SAS-220V-0,5S CROUZET | 164.94
13014531 | SET PRESSURE FURNACE | 101.5
13014532 | SET PRESSURE FURNACE | 101.5
13014549 | COUPLING D16/8X35 | 46.49
13014551 | PHOTOCELL QRC 1A1 103C27 L500 | 179.15
13014553 | INSPECTION GLASS D19 | 14.51
13014554 | FLAME TUBE PILOTE | 61.81
13014555 | ELECTRODE BLOCK 25X46 d6,4 D1,5X30 45° | 26
13014556 | FLAME TUBE D125 L316 | 1965.14
13014557 | NOZZLE ROD 1D 9/16 L454 | 167.48
13014559 | OIL HOSE DN6X1500 DIN 4798A | 36.13
13014560 | FLAME CUP D110/118 L100 | 253.24
13014561 | BAFFLE PLATE D71,5/21X50 4SL | 347.84
13014562 | IGNITION ELECTRODE HOLDER | 231
13014563 | OPTIMIZATION AIR SLEEVE D.80,4 | 182.7
13014564 | TUBE CENTRAL D80X171 | 325.82
13014565 | FAN WHEEL D230 X110 D24 | 404
13014566 | SHEET INLET AIR D143/192X28.5 | 99.67
13014567 | SHEET INLET AIR | 101.5
13014580 | SEALING RING D18/11X8 NEOPREN | 13
13014592 | CONTROL UNIT SG133 | 162.4
13014593 | CONTROL UNIT SH 123 | 162.4
13014598 | TIME RELAY MUR1 230V | 216.8
13014605 | TUBE SOLEN. VALVE/HYDRAULIC JACK | 54.91
13014606 | TUBE SOLEN. VALVE / OIL PUMP | 46.89
13014607 | TUBE HYDRAULIC JACK/OIL PUMP | 70.24
13014608 | TUBE PUMP/NOZZLE ROD | 105.05
13014609 | CABLE SOL.VALVE+PLUG DIN 3X0,75 L600 | 22.74
13014614 | IGNITION CABLE D4/D4 L850 | 20.3
13014615 | CABLE ALLU.SIL. 2XD.4-L 1051 | 30
13014632 | NOZZLE ROD EQUIPPED SHORT | 369.36
13014633 | NOZZLE ROD EQUIPPED LONG | 445.89
13014638 | FLAME TUBE D96/100/130 L208 | 162.4
13014639 | SPINDLE/ACTUATOR-FLAP D13X45,5 HEX.10/8 | 15.43
13014641 | IGNITION CABLE D4/D4 L750 TEFLON | 32.68
13014654 | FLAME TUBE D88/90/115 L184 | 164.43
13014658 | TUBE PUMP/ACTUATING CYL. | 85.36
13014668 | PREHEATED NOZZEL ROD SHORT | 124.13
13014676 | CONNECTOR PUMP/HOSE G1/8-M14X1.5 | 20.6
13014677 | SERVOMOTOR SQM50.481A2 34S 90 | 786.63
13014678 | TIMER RELAY CEM TP40(0,3/40S) | 130.02
13014681 | GAS ROD HEAD KPL LONG | 558.25
13014682 | NOZZLE ROD / SUPPORT L526 | 743.18
13014683 | NOZZLE ROD / SUPPORT L726 | 688.78
13014684 | NOZZLE ROD / SUPPORT L626 | 688.78
13014708 | MOTOR 0,25KW230V D14 | 334.95
13014710 | FAN WHEEL D530 D38 | 2470
13014716 | CABLE OILVALVE+P.DIN/WI.5P L1500VS+1+2+3 | 160.98
13014717 | TAP R1/4 DN4/6 CPL. | 110.03
13014718 | TAP R1/4 DN6/8 CPL. | 108.5
13014719 | TAP R3/8 DN8/10 CPL. | 134.28
13014723 | MANOMETER 0/25 BAR | 152.25
13014724 | THERMOSTAT DAY/NIGHT 10-30° | 158.85
13014727 | TIMER RELAY TP40IA | 144.64
13014728 | SOLEN. VALVE LUC 121K64 G1/4" 14W 230V60H | 158.85
13014738 | CABLE ACTU.+PLUG9P/RAST5P+RAST4P+1P L225 | 73.89
13014743 | FLAME TUBE D185 L670 | 1758.59
13014754 | TUBE PUMP/HYDRAULIC JACK FIRST STAGE | 71.76
13014758 | RELAY FINDER 2 SWITCH NO 12A-220V | 51.56
13014759 | SUPPORT / RELAY FINDER 96.72 2 SWITCH NO 12A-220V | 45.07
13014763 | MANUAL AIR FLAP CONTROL | 35.53
13014848 | TEMPERATURE SENSOR FT-TP400 | 740.95
13014851 | BAFFLE PLATE D140/50 9SL | 224
13014854 | SOLEN. VALVE SUN FOR PUMP AS47 | 108.61
13014879 | TUBE INLET EK03.22 LZ | 35.83
13014880 | UNIONS/PRESSURE PLUG | 77.55
13014882 | GAS+AIR+FURNACE PRESSURE TUBE L+R | 173.97
13014883 | FURNACE INOX PIPE CURVED D10+CONNECTOR | 57.25
13014901 | RING D12,8/11,4X10/ACTUATOR | 25.38
13014908 | GAS VALVE MB-VEF425 B01 S10 RP2" GW50 | 1939
13014910 | O-RING D36X3 (X2) | 73.38
13014911 | O-RING D50X3 (X2) | 16.14
13014912 | O-RING D83X2 | 29.54
13014988 | ADAPTER TEST KF8840 | 341.55
13014989 | IONIZATION CABLE L700 | 22.53
13014990 | CABLE IGNICION SILICONA | 20
13014992 | CABLE ACTUATOR+PLUG6P/RAST6P L170 MPA | 83.43
13014993 | CABLE MOTOR+PLUG 3P 90°/RAST3P L500 | 28.93
13014994 | IONISATION CABLE D4 BAN/RAST1P L230 | 24.36
13014997 | DOBBLE THERMOSTAT | 308.26
13015043 | SET ADAPTER ACTUATOR CROUZET>>LKS120 | 272.93
13015117 | FLAME TUBE D150/125 L240+TURBU. D116 | 260.86
13015118 | BOCA LLAMA D150/125XL390 | 360.02
13015119 | GAS ELBOW+ SHORT TUBE | 141.69
13015120 | GAS ELBOW+ LONG TUBE | 147.18
13015121 | CABLE IONIZACION T2 | 24.36
13015123 | SLIDING GAUGE COVER | 29.13
13015128 | SOUND INSULATION / AIR BOX | 56.84
13015138 | SET TUBE VPS VGD 20 50 | 203
13015142 | AIR INTAKE GRID | 102.92
13015143 | AIR FLAP CPL. | 40.09
13015146 | FAN WHEEL D322/120X49 D12,7 ACTION | 191.33
13015147 | GAS VALVE CG225 R01 VT2W | 733.13
13015149 | LINEA PORTACHICLER COMPLETA C30 T2 C30/2 T2 | 551.04
13015151 | GAS VALVE TK25 PSHR SP50 | 850.98
13015156 | FLANGE IMPULSION D24 DMV | 13.91
13015157 | SET O-RING GASKET | 47.1
13015158 | SET O-RING GASKET | 48.62
13015166 | IGNITION CABLE D6,35 L300 | 16.24
13015167 | OIL PUMP AL 35 C Monotube | 125.86
13015169 | CABLE+PLUG 7P/5X0,75 L320 | 31.06
13015181 | DASH BOARD PLATE | 17
13015182 | RESET BUTTON | 21.32
13015183 | ELECTRIC CONNECTION BOX GAS | 96.43
13015184 | CABLE RESET+PLUG FASTON/RAST4P L520 | 36.44
13015185 | IONISATION CABLE D4 BAN/RAST1P L230 MPA | 43.65
13015186 | CABLE MOTOR+2XPLUG 3P/RAST 3P L450+L230 | 44.86
13015187 | CABLE SERVOMOTOR | 47.3
13015188 | ELECTRICAL COVER PLATE | 18.68
13015189 | CABLE HEARTH+PLUG 7,6/BUNDY D5 L210 | 16
13015201 | GAS CONNECTING PIECE Rp1"1/4 G/F-ZT | 416.35
13015229 | CABLE LARGO 660 T1 | 21.32
13015234 | FLAME TUBE D150/125 L240 | 218.23
13015235 | FLAME TUBE D150/125 L390 | 324.8
13015243 | OIL RECUPERATOR | 29.23
13015244 | FLAME CUP D84,5 L67 | 103.53
13015250 | ELECTRIC CONNECTION BOX OIL | 96.43
13015251 | CABLE CELL MZ+PLUG2P/RAST2P L365 | 27.3
13015252 | CABLE SOL.VALVE+PLUG 3P/RAST3P V2 | 26.39
13015253 | CABLE SOL.VALVE+PLUG 3P/RAST3P V1 | 27.91
13015259 | ELECTRODO IONIZACION | 45.37
13015267 | FILTER RLC EQUIPPED | 156.11
13015268 | SET MANUAL AIR FLAP COMMAND | 24.16
13015270 | GAS ROD | 898.28
13015271 | IGNITION CABLE D4/D6,35 L600 | 21
13015272 | GAS SECURITY MERTIK MAXITROL | 67.7
13015273 | FORWARD INSULATION | 52.17
13015274 | FIXING OF NOISE INSULATION (air flap) | 46.59
13015291 | TUBE PUMP / SOLEN. VALVE | 86.07
13015292 | TUBE SOLEN. VALVE / HYDRAULIC JACK | 81.2
13015293 | TUBE HYDRAULIC JACK -> OIL PUMP | 81.71
13015302 | BURNER FLANGE D90+GASKET D90/212 | 65.67
13015303 | OIL HOSE DN4 X L 1000 DIN4798 | 26.9
13015304 | OIL TUBE CPL. | 46.69
13015307 | GASKET/BURNER FLANGE 156X156X5 D80 A 2° | 23.35
13015308 | GASKET/BURNER FLANGE 156X156X5 D90 A 2° | 23.75
13015309 | SOLEN. VALVE PAR VE140.4 G1/8" 14W | 109.11
13015310 | OIL TUBE FORMED | 65.98
13015311 | OIL TUBE FORMED | 49.74
13015312 | SET AIR PLUG SCREW 4-LL-R1/8 | 58.87
13015313 | DIAPHRAGM FOR PERMANENT FAN | 24.97
13015315 | COIL PAR VE140.4 220V 14W | 45.37
13015316 | CONNECTING PIECE PERMANENT RUN | 15
13015317 | BURKERT VALVE 3 WAY PERMANENT RUN | 220
13015319 | POLYETHYLENE TUBE D4-6 | 12.99
13015320 | RING D12/6,2X3,5 ST-A1P | 15.5
13015321 | BAFFLE PLATE D71,5/21X50 6SL | 226
13015322 | BAFFLE PLATE D110/45 12SLTK60 1DRIL. | 203
13015323 | DISCO DEFLECTOR D.134 | 310.39
13015326 | NOZZLE FILTER MW0.21 ST-GE | 39.38
13015329 | OIL PUMP E6 NC 1069 6P | 447
13015330 | PHOTOCELL QRC 1A2 103C27 | 179.15
13015333 | IGNITION CABLE D6,4 L1000+SHELL | 32.78
13015335 | PLACA ORIFICIOS DEFLECTOR D.85 | 158.14
13015336 | CONJUNTO DISCO DIFUSOR | 208.08
13015338 | IGNITION ELECTRODE D8X120 d6,4 D3X32 96° L | 82.62
13015339 | IGNITION ELECTRODE D8X120 d6,4 D3X32 96° R | 69.02
13015342 | IONISATION CABLE D6 L685 | 18.27
13015343 | GAS VALVE CG115 R01 VT2W | 680.05
13015344 | OIL HOSE DN4 X L 500 DIN4798 | 122.61
13015346 | ELECT.TERMINAL BLOCK 16 P. | 63.03
13015348 | TIGHTNESS CONTROL TC1 KROM SCHRODER | 605.24
13015350 | IGNITION ELECTRODE D14X80 d4 D3X97 60° | 109.21
13015353 | BAFFLE PLATE D84/25X8 6SL | 186.46
13015354 | FLANGE D320/140X12 | 192.85
13015355 | BAFFLE PLATE D97/33 6SL 6DRIL. | 69
13015356 | BAFFLE PLATE D94/33 6SL 6DRIL. | 136.21
13015357 | IGNITION CABLE D4/D4 M L510 | 17.76
13015358 | CABLE ACTUATOR+PLUG4P/FASTON L180 | 31.87
13015359 | IGNITION ELECTRODE D8X120 d6,4 D3X49 45° L | 103
13015360 | IGNITION ELECTRODE D8X120 d6,4 D3X49 45° R | 103
13015362 | BOLT GWD 6X12,5 | 31.36
13015363 | FLAME TUBE D130/105 L356 | 172.55
13015368 | BURNING ROOM | 209.7
13015369 | CABLE ENCENDIDO TEF.AP D4-D4X61 | 30.45
13015370 | IONISATION PROBE D8X75 d4 D2,5X20 70° | 46.69
13015371 | IGNITION ELECTRODE D10X120 d6,4 D2,6X23 40° | 32.48
13015372 | NOZZLE ROD | 343
13015374 | ACTUATOR LKS 131.10 15S 90° | 477.05
13015375 | SOUND INSULATION / AIR BOX | 19
13015377 | IGNITION ELECTRODE D8X75 d6,4 D2,5X17 105° | 38.57
13015378 | SERVOMOTOR LKS131-03 CUENOD C10-14-22 /2 OIL | 278
13015379 | BOQUILLA ASSEMBLY L.298 | 164
13015382 | CONNECTION PERMANENT FAN | 79.47
13015384 | CONTACTOR ABB A12 30-10 230V | 108.91
13015388 | NOZZLE ROD EK4 L-ROTA | 1147
13015393 | OPTIMISATION AIR SLEEVE D137 | 162.4
13015394 | TUBE SOLEN. VALVE / HYDRAULIC JACK | 79.17
13015400 | FLAME TUBE D159 L400 FLANGE DN50 | 1070.52
13015401 | FLAME TUBE D159 L600 FLANGE DN50 | 1433.38
13015402 | FLAME TUBE D153,4 L250 DELTA | 452.39
13015403 | GAS NOZZLE D22 X 40 | 180.06
13015404 | BAFFLE PLATE D125/17 9SL | 179.66
13015405 | GAS NOZZLE D 18 | 205.94
13015415 | HEAVY OIL FILTER RP1" 4BAR 300µ | 261.36
13015416 | GAS VALVE MB-ZRDLE405 B01 S20 RP1/2" | 720
13015417 | FLAME TUBE D227 L400 DELTA | 693.14
13015418 | PLUG IN BASE FOR RELAY 4 CONTACT | 41.62
13015424 | SET PLUG RAST5 A CLIPSER | 47.91
13015465 | FRONT PLATE COVER+ STICKERS C20-24-30 | 32.89
13015466 | SET FOR MINI ADJUSTMENT AFTER REQUESTM. | 139.06
13015472 | NOZZLE ROD EQUIPPED SHORT | 561.09
13015473 | COUPLING D12X140 PUMP/MOTOR | 141.8
13015496 | TRANSFORMADOR+HEARTH CABLE 11 KV | 80.19
13015497 | TUBO D 4/7 | 17.05
13015498 | SET BAFFLE PLATE D100 6SL H3+NOZ.D50+CAP | 71.86
13015499 | O-RING D45X4 | 17.36
13015500 | RUBBER FUNNEL OIL | 16.24
13015501 | RUBBER FUNNEL 34x15/12 - CAP | 15.83
13015502 | AIR PRESSURE PLUG | 87.49
13015508 | ACCESORIOS CALDERA | 102.52
13015512 | ACCESORIOS TRANSFORM. ELEC.089398 | 59.58
13015518 | COUPLING AIR FLAP/SQN EQ.L236 | 216.2
13015520 | ACOPLAMIENTO GR/MO/BO.D.12-19 | 568.91
13015524 | ACOPLAMIENTO I.C. L.212 | 195.9
13015530 | ACOPLAMIENTO BOMBA/TURBINA | 23.35
13015534 | ADAPTADOR SM LK151/LKS131.03 | 113.17
13015545 | ADAPTADOR SERVOMOTOR SQN... | 73.79
13015549 | BEC ABSORBEUR | 21.32
13015550 | BLOCK D34/18X58+ELECTRODE BLOCK | 77.14
13015552 | BOBINA DUNGS N°100 | 277
13015564 | BOBINA DUNGS N°200 | 449.24
13015569 | BOBINA BOMBA UNI-E2.2 L.LR | 59.78
13015570 | BOBINA SCEM 10 W 220 V 50 HZ | 41.21
13015573 | BOBINA THEOBALD BC 90-12 | 152.96
13015574 | BOITE A AIR PEINTE NC4/NC6 | 41.72
13015575 | EQUIPPED CASING AIR INTAKE+ FLAP | 371.49
13015578 | PAINTED CASING AIR INTAKE | 133.88
13015581 | BAFFLE PLATE D164/70 BEF.110 | 588.19
13015582 | BAFFLE PLATE | 45
13015590 | BRIDA KROM CG115(DERECHA RP1/2) | 37.96
13015594 | PIPA GN/GP 4 DELANTE + 4 ATRAS | 496.13
13015595 | PIPA GN/GP ATRÁS | 126.88
13015596 | PIPA GN/GP DELANTE | 126.88
13015597 | PIPA GN/GP D.25 | 481.01
13015600 | CABLE ENCENDIDO SIL. | 29.13
13015601 | CABLE ENCENDIDO SIL. X 700 | 25.38
13015602 | CABLE ENCENDIDO SIL. D4-D4X1350 | 25.38
13015606 | CABLE ENCENDIDO SIL.AP D4-D6,35X1350 | 50.75
13015609 | CABLE ENCENDIDO TEF.AP D4-D4X 850 | 29.94
13015617 | CABLE IONIZACION PVC/L.1300 | 17.15
13015619 | CABLE IONI.SIL.F.MC4-D6,35X950 | 52.37
13015622 | CABLE IONI.TEF C28/35 | 35.73
13015645 | CABLES ALL.SIL.D6,36 | 65.47
13015646 | TAPA C.70 A C.210 | 151.84
13015648 | TAPA C100 | 149.71
13015649 | TAPA C14 1LLAMA | 87.9
13015650 | COVER CTT GREY 7036 | 35.02
13015654 | TAPA EQUIPO C 22 | 121.39
13015655 | TAPA EQUIPO C10 2 LLAMAS | 85.56
13015657 | COVER HOUSING C 10/14 (BONGARD) | 95.11
13015658 | TAPA EQUIPO C20 HG 1ALL | 96.73
13015660 | TAPA EQUIPO C24 HG 1ALL | 81.3
13015661 | TAPA EQUIPO C24 HG 2 LLAMA/AGP | 114.29
13015663 | TAPA EQUIPO C30 HG 2ALL/AGP | 106.17
13015666 | TAPA QUEMADOR GRIS NC 4. | 57.65
13015668 | TAPA NARANJA EQUIPO STAND. | 73.49
13015674 | TAPA NARANJA EQUIPO STAND. | 122
13015682 | HOUSING C20/C24/C30 H | 196.71
13015683 | BURNER HOUSING C28-34 | 215.18
13015694 | CLAPETA EN DEPRESION | 98.05
13015695 | LLAVE ALEN 6P.3-4MM X 200 | 63.84
13015696 | LLAVE TORX 20X40-6PANS 3MM LONG | 79.6
13015701 | GAS CONNECTING PIECE 3/4" (MO | 314.65
13015702 | GAS CONNECTING PIECE ASSEMBLED 1"1/2 (MO | 386.82
13015703 | GAS CONNECTING PIECE ASSEMBLED 1"1/4 (MO | 355.25
13015704 | GAS CONNECTING PIECE ASSEMBLED 1"1/4 (MO | 355.25
13015707 | GAS CONNECTING PIECE ASSEMBLED 3/4" (MO | 304.5
13015710 | MANDO MANUAL CLAPETA C10 - C14 GAS | 35.53
13015715 | CONDENSADOR 12µF (2P.3) | 35.53
13015717 | CONDENSADOR 16 M.F. | 103.23
13015724 | CONTACTOR AUXILIAR CEM CA7-01 FERME | 26.09
13015725 | CONTACTOR AUXILIAR CEM CA7-10 OUVERT | 28.42
13015728 | CONTACTOR CEM A16 | 135.91
13015731 | CONTACTOR CEM B25 | 133.98
13015736 | MIRILLA D.4,00 | 23.04
13015737 | MIRILLA D.6,35 | 13.2
13015738 | GAS ELBOW+ TUBES LONG | 976.33
13015746 | DEFLECTOR D. 66/00- 6F.DER. | 32.78
13015749 | DEFLECTOR D. 86/20-12F.DER | 184.63
13015753 | DEFLECTOR D. 94/26-18F.DER | 187.37
13015757 | DEFLECTOR D.100/30- 8F.DER | 116.73
13015758 | DEFLECTOR D.100/30- 8F.DER. | 203
13015762 | DEFLECTOR D.106/40-18F DER. | 149
13015771 | DEFLECTOR D.130/45- 9F DRO6D5 | 36.13
13015773 | DEFLECTOR D.132/45-18F GAU | 155.5
13015775 | DEFLECTOR D.140/48- 9F DER.6D5 | 36.64
13015780 | DEFLECTOR D.160/48-18F DER. | 157.33
13015789 | DEFLECTOR D.235/55-12FD+6T. | 177.63
13015790 | DEFLECTOR D.240/56-32F DER. | 382
13015792 | DEFLECTOR D.245/55-12FD+6T. | 177.63
13015793 | DEFLECTOR D.250/56-32F DER. | 452.99
13015794 | DEFLECTOR D.250/56-36F DER. | 367.13
13015796 | DEFLECTOR D.260/56-32F DER. | 466.8
13015802 | DEFLECTOR D.91/30-6FD.+6D.9 | 75.11
13015808 | DIFUSOR ASSEMBL. C160/210G | 217.51
13015809 | DIFFUSORES MONTADOS C70/100 G | 178.94
13015813 | CASQUILLO EXT.18 D.4 EQ. | 229
13015821 | ELECTROVALVULA .2/2-N0 G1/4 230V/51 | 192.85
13015824 | ELECTRODO DE ENCENDIDO | 95
13015827 | ELECTRODO DE ENCENDIDO | 30.45
13015828 | ELECTRODO DE ENCENDIDO | 32.48
13015830 | ELECTRODO DE ENCENDIDO | 25.38
13015833 | ELECTRODO DE ENCENDIDO GAS C135 C200 | 28.12
13015835 | ELECTRODO DE ENCENDIDO | 57.45
13015838 | ELECTRODO DE ENCENDIDO | 74.1
13015839 | ELECTRODO DE IGNICION Y SONDA IONIZACION | 37.56
13015840 | ELECTRODO ENCEND. + SONDA IONIZACION | 91.35
13015841 | CONJUNTO ELECTRODO ENCEND. + SONDA IONIZACION | 29
13015842 | ELECTRODO ENCEND. + SONDA IONIZACION | 94.4
13015843 | KIT ELECTRODO + IONIZACION C7 A C22 GAS | 43.65
13015844 | ELECTRODO ENCEND. (A FORMAR) | 35.53
13015845 | ELECTRODO ENCEND. (A FORMAR) | 21.32
13015849 | ELECTRODO ENCEND. (PAR) | 35.53
13015851 | ELECTRODO ENCEND. (PAR) | 62.22
13015852 | ELECTRODO ENCEND. (PAR) | 76.13
13015854 | ELECTRODO ENCEND. CON CABLE | 60.09
13015856 | ELECTRODO DE ENCENDIDO | 35.53
13015858 | ELECTRODO DE ENCENDIDO C 10/14 B | 88.31
13015862 | ELEMENTO FILT.DUNGS GF 505/07.1 | 42.02
13015902 | TUBO D.76/67,6/80X175 | 164.43
13015925 | TUBO REFR.D. 88/103/100X208 | 124.85
13015929 | TUBO REFR.D.103/ 88/100X258 | 172.25
13015931 | TUBO REFR.D.105/100/130X356 | 172.55
13015932 | TUBO REFR.D.105/120/110X303 | 170
13015948 | TUBO REFR.D.156/ /156X 60 | 132.76
13015958 | TUBO REFR.D.180/ 160X252,5 | 365.4
13015960 | TUBO REFR.D.185/223/227X285 | 1209
13015972 | TUBO REFR.D.227/ /227X 76 | 175.6
13015973 | TUBO REFR.D.295/326X350 | 700
13015974 | TUBO REFR.D.295/326X650 | 923.65
13015985 | TUBO ACERO D. 76/67,6/80X175 | 164.43
13015986 | TUBO ACERO D. 78/ /100X145 | 164.43
13015990 | TUBO ACERO D.105/120/110X143 | 172.55
13015997 | TUBO ACERO D.68/80X170 C8H | 68.01
13015999 | ENSAMBLA.ELECTROVALVULA SEGURIDAD | 124.44
13016001 | ENS.REMPL.EV / AT2 45D/95C | 114.29
13016010 | FILTRO BOMBA SUND.J 4-7/E7 | 58.97
13016011 | FILTRO TAMIZ DUNGS MBDZ405/407 | 75.92
13016012 | FILTRO TAMIZ DUNGS MBDZ410/412 | 99.27
13016015 | FILTROS Y JUNTAS/BOMBA SUNT.A. | 32.99
13016021 | FLEXIBLE L 1,15 M | 26.09
13016022 | FLEXIBLE L 1,20 M | 116.73
13016023 | FLEXIBLE L 1,20 M | 78.16
13016024 | FLEXIBLE L 1,20 M. | 50.45
13016028 | FUSIBLE 5X20 6,3 A(FUS.LENTO) | 30.15
13016029 | GAINE THERMORETRAC.SIL.D.9 | 25.38
13016193 | GROUPO MAGNETICO SCEM GM174 V | 60.39
13016194 | INTERRUPTOR CENTRIFUGO NU | 169.4
13016196 | INTERRUPTOR M/A+1/2ALL C28/35 | 30.45
13016201 | JUNTA CARTER/CABEZA | 88.2
13016202 | JUNTA CARTER/CABEZA | 116.12
13016203 | JUNTA CODO GAS | 195.39
13016205 | JUNTA COUV.POMP SUNT.A. | 16
13016206 | JUNTA TAPA BOMBA SUND.A.. | 16
13016208 | JUNTA TAPA BOMBA SUND.J-E | 15.73
13016212 | JUNTA DE CABEZA(SEMI-LUNA,BLANCA) | 77.95
13016215 | JUNTA GACO QUAL.E60-D115/77X2 | 40.3
13016220 | JUNTA O'RING DI.75X3 | 30.96
13016222 | JUNTA PLAT BRIDE PN6 DN50 | 34.4
13016225 | JUNTA/CALDERA (BLANCO) | 48.72
13016229 | JUNTA/CALDERA (BLANCO) | 41.72
13016230 | JUNTA/CALDERA (BLANCO) | 40.19
13016235 | JUNTA/CALDERA (SEMI-LUNA) | 33.6
13016240 | JUNTA/CALDERA (VERDE) | 69.22
13016241 | JUNTA/CALDERA (VERDE) | 37.76
13016242 | JUNTA/CALDERA (VERDE) | 57.25
13016247 | CONJUNTO ADAPTADOR LFM >> LGB | 114
13016252 | CONJUNTO ENTR. CLAPETA C70/100H-G | 84
13016258 | KIT JUNTA O.RING MBZRDLE 407 | 75
13016259 | KIT JUNTA O'RING | 51.77
13016260 | KIT PROTECTION CABLE H.T. | 60.9
13016264 | CONJUNTO CLAPETA C 70/100 H-G2 | 64.96
13016295 | LINEA PULVERIZADOR L.532 | 557.16
13016324 | MANGUITO ACOPLAMIENTO BOMBA | 22.84
13016325 | MANGUITO UNION CAUCHO (AU M.) | 81.4
13016326 | MANGUITO UNION ELASTICO L160 | 24.87
13016327 | MANOMETRO BAÑO GLYC.0/25 BAR | 126.88
13016328 | MANOMETRO BAÑO GLYC.0/60 BAR | 157.33
13016330 | MANOSTATO DUNGS GW 10 A5 | 85
13016331 | PRESOSTATO DUNGS GW 3 A6 | 112
13016333 | PRESOSTATO DUNGS GW 50 A7 | 100
13016339 | PRESOSTATO DUNGS GW50/50 A7 | 260
13016341 | PRESOSTATO DUNGS GW500/500 A7 | 360.73
13016347 | MANOSTATO DUNGS UB 50 A2 PG 11 | 154
13016348 | MICROCONTACTO DUNGS KO.1(C30.2) | 153.27
13016354 | MOT.11 KW 132M 220/380 50HZ | 1370.25
13016358 | MOTOR 1,5 KW 220/380 V | 280
13016360 | MOTOR 0,55 KW 220 V | 304.5
13016370 | MOTOR 2,2 KW 230/400 V | 451.68
13016374 | MOTOR 4 KW 220/380 V | 876.76
13016375 | MOTOR 5,5 KW 220/380 V | 1218
13016384 | PAPEL ANALISIS HUMOS | 75.82
13016393 | PASE HILO 9/14/18/3 | 7.2
13016399 | PLACA FRONT.SERIG.C43/54/61 | 43.14
13016400 | PLACA FRONTALE SERIG. C76 | 10.15
13016415 | PLAQUETA FRONTAL SERIG. C 70 | 9.95
13016416 | PLACA FRONTAL SERIG. C120 | 18.17
13016417 | PLACA FRONTAL SERIG. C160 | 18.17
13016418 | PLACA FRONTAL SERIG. C210 | 18.17
13016419 | PLAQUETA FRONTAL SERIG.C 100 | 18.27
13016435 | OIL PUMP AS 47 D K | 136.01
13016438 | BOMBA HYDRO NVBGR MIC 900 L | 1434.3
13016447 | BOMBA SUNT.AE 77 C 7380 2P | 152.25
13016448 | BOMBA SUNT.AJ6 DC 1000 2P D.11 | 172.55
13016452 | BOMBA SUNT.J7 CCC 1001 4P | 314.65
13016454 | TURBINA D.200X74 D.14 | 1530
13016457 | PORTA FUSIBLE (ENSAMBLADO N.M.) | 15.53
13016466 | PRESOSTATO LGW3-C3 (1 MBAR) | 63.95
13016470 | TOMA 3P.+ CABLE L..MOTOR AEG | 16.44
13016476 | TOMA 4P (NEGRO CON FALDILLA)PARA | 24.66
13016481 | TOMA C.3P.+CABLE L1700/MOTOR | 17.97
13016483 | TOMA DIN GRIS 4P.SIN FALDILLA | 20.3
13016485 | TOMA WIELAND 3 P.HEMBRA | 17.26
13016486 | TOMA WIELAND 3 P.MACHO | 17.26
13016490 | TOMA WIELAND 5 P.HEMBRA | 22.33
13016491 | TOMA WIELAND 5 P.MACHO | 22.33
13016495 | TOMAS 3P.+CABLE/PRES. R/N/M | 31.87
13016497 | PROLONGADOR ARBRE D.8/PLAT/11 | 43.85
13016498 | RACOR DBLE MALE 3/4 CO 3/4CYL | 53.08
13016501 | RACOR DOBLE MACHO 1/2-1/2CO | 27.1
13016502 | RACOR/BOMBA FLEX. G1/4/M14X1,5 | 10.15
13016505 | RACORES PO. FLEX G1/4B-G1/4 | 10.15
13016506 | RACORES Y JUNTAS PO. SUND.&SAFAG | 165.24
13016510 | ALARGO TOMA MANOMETRO | 82.11
13016511 | ALARGO UNIFIL | 16.75
13016515 | REGLA DE CALCULO CUENOD | 60.9
13016517 | REGULADOR HYDRO B-G/PRO 0781 | 955.42
13016518 | BRIDA D.54/32 POMPE & I.C. | 207.57
13016519 | REGULADOR SAFAG B-GI 509 | 210.21
13016521 | RELE CARTE 2RT 8A AGNI 230V | 59.38
13016523 | RELE FINDER 4RT 55.34.8231 | 54.4
13016525 | RELE TERMICO T25 10,0-14,0 | 106.58
13016528 | RELE TERMICO ABB T25 1,7/2,4 | 112.67
13016529 | RELE TERMICO ABB T25 10,0/14,0 | 103.63
13016533 | RELE TERMICO ABB T25 3,5/5,0 | 112.56
13016534 | RELE TERMICO ABB T25 6,0/8,5 | 111.95
13016538 | RELE TERMICO T25 1,3/1,8 | 106.58
13016572 | ZOCALO CENTRALITA L&G AGK4 | 58.87
13016576 | SONDA IONIZACION GAS C 135 C200 | 24.87
13016577 | SONDA IONIZACION | 33.5
13016579 | SONDA IONIZACION | 27.81
13016581 | SONDA IONIZACION | 64.96
13016584 | SOPORTE DEFLECTOR | 179.05
13016585 | SOPORTE DEFLECTOR | 185.34
13016586 | SOPORTE ELECTRODO+SONDA | 70.54
13016587 | SOPORTE ELECTRODOS+SONDA D.25 | 105.76
13016591 | SOPORTE LINEA PULVERIZADOR | 123.42
13016594 | SOPORTE LINEA PULVERIZADOR EQ.(ENC. | 177.83
13016595 | SOPORTE LINEA PULVERIZADOR EQ.BRONCE | 112.87
13016600 | SOPORTE PORTA PULVERIZADOR | 171.84
13016609 | TELERUPTEUR MGA TL BI 215520 | 158.04
13016670 | INSULATION TRANSFORMER SET | 186.15
13016672 | TRANSFORMADOR INT.ZE 30/7,5 | 190
13016673 | TRANSFORMADOR .ZM 20/10 4042 563 33% 2X5000V | 174.58
13016674 | TRANSFORMADOR PER.ZM 10/9 | 147
13016675 | BOMBA SUNT.TA 5C 3010-5 | 453.71
13016678 | TUBO EQ.PRESION GAS /SKP C28/34 | 65.98
13016679 | TUBO POMPE/LIGNE GICLEUR | 54.4
13016680 | TUBE BLU D6 X1 L 1000 | 16.54
13016682 | TUBOS,POMPE/LIGNE GICLEUR | 44.36
13016684 | TURBINA D.120X20 D.6 | 83.13
13016691 | TURBINA D.180X70 D.14 | 109.92
13016693 | REGULADOR HYDRO B-PPI 533 | 115.51
13016698 | TURBINA D.250X32 D.14 | 284.2
13016699 | TURBINA D.250X80 D.24 | 161.59
13016701 | PLASTRON COMM.BACO PR/10/ | 410.16
13016702 | TURBINA D.380X45 D.28 | 355.15
13016703 | TURBINA D.380X80 D.38 | 432.59
13016704 | TURBINA D.400X85 D.38 | 433.61
13016707 | VACUOMETRO 1/4 G 780 HG | 152.05
13016708 | VALVULA DUNGS LGV 507-G3/4" | 1625
13016709 | VALVULA DUNGS MB DLE 405 B02 2M. | 1323.86
13016713 | VALVULA DUNGS MB ZRDLE 410 | 2182
13016734 | VALVULA DUNGS MVD 510/5 | 490
13016737 | VALVULA DUNGS MVDLE 505/5 | 532.77
13016739 | VALVULA DUNGS MVDLE 510/5 | 569.92
13016740 | VALVULA DUNGS MVDLE 515/5 | 628.18
13016742 | VALVULA DUNGS ZRDLE 415/5 | 1248
13016743 | VALVULA DUNGS ZRDLE 420/5 | 1435
13016745 | VALVULA GAS VGG 10.254P G1" | 319.73
13016746 | VALVULA GAS VGG10.154 P G 1/2 | 304.5
13016747 | VALVULA GAS VGG10.204 P 3/4" | 304.5
13016748 | VALVULA KROM CG 115 R01 ZT2 WF1Z | 609
13016751 | VALVULA L&G VGG10.404P RP1,1/2 | 248.68
13016753 | TRANSFORMADOR PER.ZM 20/14 | 152.66
13016754 | VALVULA LUCIFER 321H23 3510 | 473.7
13016756 | VALVULA MB DLE 407 B01 S02 | 913.5
13016757 | VALVULA MB DLE 407 S50 | 822.15
13016758 | VALVULA MB DLE 410 B01 S02 | 1015
13016759 | VALVULA MB DLE 412 B01 S02 | 974.4
13016760 | VALVULA MB ZRDLE 407 | 990
13016761 | VALVULA MB ZRDLE 407 | 934
13016762 | VALVULA MB ZRDLE 412 B01 S20 | 1137
13016766 | VALVULA PARKER VE 140 4DR 1/4" | 111.24
13016774 | TORNILLO FIJ.CAPOT ZN NEGRO | 42.12
13016780 | CLAPETA AIRE C28/34 H, C43/54/60 GAS. | 44.66
13016782 | CLAPETA AIRE C 4/14 H. | 55.72
13016783 | CLAPETA A DEPRESION | 53.8
13016788 | CLAPETA MONTE(ACIER)C7/14H+G | 90.23
13016814 | SET HEXAGONAL NUT+SCREWS M10X40 | 22.74
13016836 | ADJUST ROD L.206,25 | 39.89
13016839 | GAS ELBOW 90° DN65 X 140MM | 429.24
13016840 | MOTOR 0,42KW230V D12,7 L 47,90 | 253.75
13016843 | GAS+AIR+FURNACE PRESSURE TUBE | 137.53
13016844 | AIR PRESSURE PLUG | 50.75
13016845 | RUBBER FUNNEL HOUSING | 14.21
13016847 | COIL DAN FOR OILVALVE NC 230V | 85.26
13016848 | SEAT OF VALVE | 106.58
13016849 | FILTER SET | 46.28
13016856 | TUBO REFR.D.120/130X65 CON. | 131.04
13016859 | COVER HOUSING GREY | 40.5
13016866 | TUBE NIGHT LIGHT GAS D.6 X 41 | 103.23
13016877 | IONISATION CABLE BERU D6,35 L450 BODY | 66.99
13016883 | UNION ELBOW 1"1/2 | 79.68
13016884 | CABLE MOTOR+4XD4/4X1 L595 | 34.51
13016885 | SWITCH AUTO/MANU | 43.6
13016887 | UNION ELBOW AIR PRESSURE | 21.72
13016888 | CABLE ACTUATOR 12X0,75 L1500 | 53.8
13016889 | CARDAN ROD D10X170 M6 MECAN.REGULATION | 158.34
13016890 | LEVER / AIR FLAP | 167.48
13016892 | CARDAN ROD D8X90 M8 MECAN.REGULATION | 158.34
13016893 | AIR FLAP CONTROL | 119.87
13016894 | SET CONTROL PANEL GAS 2 STAGE | 61.92
13016895 | SET CONTROL PANEL | 81.1
13016896 | AIR FLAP+ SPRING / AIR FLAP | 15
13016908 | MEASURE PRIMARY AIR TUBE D.118X128/200 | 153.77
13016909 | NOZZLE ROD | 276
13016910 | PRIMARY AIR ADJUST RING | 82.32
13016911 | CIRCLIP D6 | 15.33
13016912 | ADJUST ROD M8X100/L.145 | 59.89
13016913 | BAFFLE PLATE D135/26 6SL R | 460
13016914 | FLAME TUBE D170/135/128 L415 | 345.1
13016915 | SCREWS BLOCK FLAME TUBE | 21.32
13016917 | CABLE CELL+PLUG2P/2X0,75 L250 | 43.34
13016918 | BOMBA AT2 75C 9583 2P0500 PARA QUEMADOR C75 H501 | 182.7
13016936 | FLAME TUBE D130/135/110/93 L356 | 471.16
13016951 | PLACA TABLERO | 16.24
13017048 | FLAME CUP D86,5/120 L190 FP617 | 309.58
13017061 | FLAME CUP D76,6/120 L189,5 FP601 | 211.83
13017062 | FLAME CUP D86,5/120 L190 FP601 | 219.24
13017107 | FLAME TUBE D140/115 L240 | 483.44
13017108 | FLAME TUBE D140/115 L490 | 314.65
13017110 | RONDPLUG 6P 1/8 | 16.54
13017112 | FLAME TUBE D140/105 L240 | 239.54
13017113 | FLAME TUBE D140/105 L390 | 334.95
13017114 | BAFFLE PLATE D100/35X75 8SL R | 233
13017115 | BAFFLE PLATE D114/60 6SL R | 182.7
13017121 | OIL HOSE DASH03-BANJO-3/8JIC L580 | 106.58
13017122 | GASKET ALUMINIUM D10/14X1,2 G1/8 (X2) | 13.2
13017123 | OIL HOSE DASH03-BANJO-3/8JIC L730 | 106.58
13017133 | BANJO SCREW M10X100+ GASKET | 37.25
13017148 | RUBBER FUNNEL DIM34x15/12 2xD3,25 | 14.21
13017149 | PRESSURE REDUCER RP 1" 1/2+ AJUT. D9,5 | 3976.87
13017150 | SET COVER GASKET+ O-RING OIL PUMP SUNTEC | 22.23
13017162 | OIL PUMP AN 67 B 7251 3P | 172.55
13017176 | BAFFLE PLATE D250/60 TK210 | 547.29
13017198 | SET SAV INVERTER 2,2KW EK | 1638.31
13017222 | GAS CONTROLLER FRS 5050 0,5BAR | 546.88
13017224 | MANOMETER 0-600 MBAR | 162.4
13017275 | COIL DUN N° 1350 V2 MBZRDLE420 | 479.99
13017276 | COIL DUN N° 1231 V1 MBZRDLE420 | 595.3
13017297 | GAS VALVE CG2.25 R01ZTE WF1 | 801.85
13017302 | CAPACITOR 12,5µF | 35.53
13017310 | IONISATION CABLE D6,4/D6,4 L400 | 161.69
13017317 | SET RELAY CPL. | 145.45
13017320 | BAFFLE PLATE D270/80 TK230 | 528
13017321 | GASKET GASTRAIN D122/77X3 DN65 | 25.38
13017323 | ADJUSTMENT PLATE 215X64 | 53.8
13017330 | MOTOR PLATE D260/180 | 382
13017332 | BAFFLE PLATE D140/50 15SLTK98 1DRIL. | 215.89
13017344 | LEVER / AIR FLAP | 167.48
13017346 | FRONT PLATE COVER NC9 CIPAG | 22.63
13017348 | BAFFLE PLATE D110/40 | 203
13017349 | GAS PRESS.SWITCH DGW 500 U 100-500MB | 161.18
13017350 | WIELAND PLUG 5 P. | 22.33
13017351 | WIELAND SOCKET 5 P. | 22.33
13017363 | RECYCLING AIR 146 | 16.24
13017364 | RECICLAJE DE AIRE 160 ( NEGRO ) | 16.24
13017369 | SOUND INSULATION / AIR BOX | 31.06
13017370 | TAPA QUEMADOR NC12/16/21 H 101 | 69.12
13017374 | NOZZLE ROD EQUIPPED SHORT | 389.35
13017375 | NOZZLE ROD EQUIPPED LONG | 397.98
13017379 | OIL FEED TUBE | 22.94
13017381 | FRONT COVER | 28.72
13017382 | PLACA FRONTAL QUEMADOR | 28.83
13017383 | FRONT PLATE COVER NC21 | 19.39
13017401 | BAFFLE PLATE D140/50 15SL 2DRIL. | 318
13017464 | NOZZLE ROD EQUIPPED SHORT | 395.44
13017465 | NOZZLE ROD EQUIPPED LONG | 403.97
13017466 | OIL PUMP AT2 45 D 9555 19 0500 | 159.36
13017470 | BAFFLE PLATE D270/60 TK210 | 664.11
13017682 | BAFFLE PLATE D245/110 15SL TK130 | 216.6
13017686 | MOUNTED FLOW CONTROLLER | 522.73
13017690 | STEAM PRESSURE SENSOR QBE2002-P1 | 908.43
13017719 | FLAME CUP D213/260/232 L240 | 587.18
13017720 | SUPPORT RELAY FINDER 95.05 | 27.3
13017721 | RELAY FINDER 2RT 40528230 | 28.01
13017722 | SET RELAY 2RT+BASE FINDER 55.35 | 51.66
13017802 | GRADUATED RULER / NOZZLE ROD | 15.94
13017807 | FIXING JACK | 23.24
13017873 | IONISATION PROBE D15X80 d6,4 D3X232 | 35.53
13017908 | IGNITION BURNER GAS VALVE | 832.3
13017911 | GAS CONNECTING PIECE 3/4" MB ZRDLE407 | 355.25
13017918 | SET REPLACE ELECTRODE | 82.82
13017923 | BAFFLE PLATE D187/80 TK130 2DRIL. | 216
13017932 | IONISATION PROBE D8X73 d4 D2,5X50 60° | 42.73
13017933 | GAS VALVE VK150 | 6550
13017947 | RELAY MY2 220-240 ACS | 67.19
13017949 | OIL HOSE L540 1/2" 13810 | 187.06
13017951 | NIPPLE G3/8 - G1/2 | 69.02
13017952 | NIPPLE G3/8 - G1/2 | 69.02
13017953 | FILTER SCREEN INLET G1/2 IG | 220.46
13017954 | STRAIGHT UNION P-GEV 18LR | 31.97
13017955 | PRESSURE TAKE OFF G1/2 | 35.22
13017956 | UNION ELBOW P-WV 18L | 62.93
13017957 | UNION ELBOW P-EWV 18L-SV | 54.81
13017958 | UNION ELBOW P-EWV 22L-SV | 128.19
13017959 | REDUCTION PIECE G1/4 D.22 | 37.05
13017960 | UNION T-FITTING P-ETV 22L-SV | 111.35
13017961 | FRONT PLATE COVER | 28.93
13017965 | VOLUMETRIC FLOW METER VZO 15 | 1349.95
13017966 | IGNITION CABLE D6 L635 | 16.75
13017968 | IGNITION ELECTRODE D8X75 D1,65X10 L 750 d4 | 45.68
13017971 | GAS NOZZLE | 19.3
13018010 | IGNITION CABLE D4/D4 L650 TEFLON AP | 31.87
13018016 | TRANSFORMATOR ZM 20/10 | 187.78
13018017 | CAPACITOR 15µF 400V 2P 6,4mm | 45.68
13018018 | SAFETY SHUT VALVE RP2" L 135 | 250.3
13018019 | IONISATION PROBE D10X60 d6,4 D1,5X57 41° | 25.38
13018023 | CONJUNTO LINEA GAS CABEZA T1 CORTO | 518.26
13018025 | LANCE GAS HEAD KPL SHORT | 518.26
13018026 | GAS ROD LONG | 518.26
13018027 | GAS ELBOW+ SHORT TUBE | 141.19
13018028 | TUBO DE GAS T2 | 144.64
13018033 | VARILLA DE AJUSTE NC16/21 T1 | 26.39
13018034 | ADJUST LINKAGE T2 / KL LONG | 40.6
13018036 | TAPA NARANJA QUEMADOR | 86.78
13018054 | IONISATION PROBE D8X80 d4 D3X44 79° | 24.36
13018057 | NOZZLE ROD DG75.1 NC L.361 | 4049.04
13018058 | TUBE PUMP / NOZZLE ROD | 10.25
13018059 | IGNITION CABLE D4/D4 L650 TEFLON | 25.48
13018089 | SEALING RING D.34,52X3,53 | 14.21
13018091 | CABLE IONIZACION COMPLETO | 36.34
13018096 | SOCKET BI-SLB4-F 6,3 BY 10 ITEMS | 17.26
13018097 | IGNITION ELECTRODE D8X73 d4 D2X8 | 24.36
13018098 | GAS TUBE EQ. 3/4 | 324.8
13018121 | IONISATION PROBE D8X80 d6,4 D2,5X32 90° | 37.05
13018123 | SET POST-VENTILATION EK04B60 G | 262.48
13018125 | KIT JUNTAS MBVEF 407 | 76.13
13018126 | KIT JUNTA O.RING MBZRDLE 412 | 31.06
13018127 | KIT JUNTAS MBVEF 412 | 20.71
13018129 | IGNITION CABLE D4/D4 L365 TEFLON | 23.95
13018134 | CONJUNTO PLACA Y JUNTA | 81.2
13018135 | FLANGE SEAL D115 | 19.18
13018136 | BLAST TUBE 120160/KW | 121.8
13018137 | FLAME TUBE D115/78 L350 | 197.93
13018138 | AIR FLAP | 53.39
13018140 | BAFFLE PLATE D78/20 6SL L | 102.41
13018141 | NOZZLE ROD SHORT | 77.04
13018142 | NOZZLE ROD LONG | 92.77
13018143 | ACOPLAMIENTO BOMBA/MOTOR SMEN | 16.75
13018144 | COVER HOUSING GREY | 118.76
13018145 | FRONT PLATE COVER VECTRON 02 | 27.2
13018148 | BLAST TUBE D115/100X230 | 84.25
13018149 | TUBO DE LLAMA D115/100X350 LONG | 176.81
13018150 | CABLE ACTUATOR+PLUG8P/3XRAST3P L200 | 47.3
13018153 | ELECTRODO DE ENCENDIDO | 23.35
13018155 | SET REPLACE SOLENOID VALVE/AT2 45D/95C | 114.29
13018165 | GREY COVER HOUSING | 118.76
13018174 | SOLEN. VALVE RAP BV01 M13 G1/8" 24V | 71.05
13018176 | FERRITE RING STEWART TYPE 28 | 42.73
13018180 | SUPPORT RELAY | 29.54
13018265 | ELECTRODO ENCENDIDO | 48.72
13018269 | SUPPORT / ACTUATOR BERGER STA | 58.87
13018271 | CABLE ENCENDIDO D4-D6 35X950MM | 32.48
13018272 | IONISATION PROBE D8X73 d4 D2X47 | 27.91
13018273 | SOUND INSULATION / AIR BOX | 17.26
13018274 | IGNITION CABLE D4/D4 L500 AP | 45.88
13018275 | IGNITION CABLE D4/D6,35 L750 | 15.73
13018276 | IGNITION ELECTRODE D8X80 d6,4 D2X20 70° | 34.51
13018283 | PHOTOCELL QRB 1B A070B40A1 | 50
13018284 | BAFFLE PLATE D168/50 8SL 6DRIL. | 184.93
13018292 | IGNITION CABLE D4/D4 L850 AP | 48.92
13018293 | MOTOR 0,115KW230V D12,7 | 153.27
13018319 | NOZZLE ROD | 978.26
13018320 | BAFFLE PLATE D96/87 6SL 6DRIL. | 161.39
13018322 | GASKET/BURNER FLANGE 180X135X8 D87 | 26.59
13018323 | TUBE PUMP/NOZZLE ROD | 21.92
13018324 | ACTUATOR LKS 210 SQUARE FEMALE | 576.52
13018325 | CABLE MOTOR+PLUG 3P L600 | 14.72
13018327 | TUBE PUMP/ NOZZLE ROD 2 STAGE | 42.8
13018359 | IGNITION CABLE D4/D4 L500 TEFLON | 32.07
13018360 | MOTOR 1,1KW230/400V D19 | 406
13018365 | ACTUATOR SQN 31.111 A2760 | 243.6
13018366 | IONISATION CABLE CLP 6,35/D4 L625 | 25.38
13018368 | FAN WHEEL D160 X74 D12,7 | 92.87
13018370 | GAS CONTROLLER GBJ 40 R4 1" 1/2 | 259.64
13018373 | FLAME TUBE D123/110 L135 | 167.48
13018376 | FLAME TUBE D100/88/111 L136 | 203
13018377 | FLAME TUBE D96/100 L113 | 248.68
13018378 | CABLE CONTROLLER+RAST 4P+5P/7X0,75 L320 | 46.99
13018387 | PLUG-IN BASE.L&G AGK11+AGK65 | 40.6
13018395 | SOLEN. VALVE PAR VE131B G1/8" | 81.2
13018399 | NOZZLE ROD 2DO 9/16 L.420 | 759.52
13018403 | SETTING KEEPER RING D25/19X3/NOZZ.-BAF. | 23.55
13018407 | STRAINER ELEMENT ANELLO DN100 | 118.25
13018433 | ACTUATOR SQN 31.121 | 243.6
13018434 | CASING AIR INTAKE (NOT PAINTED) | 38.27
13018442 | SOUND INSULATION / AIR BOX | 17.26
13018460 | PHOTOCELL QRA 51.M | 2257.46
13018462 | IGNITION CABLE D6,35 L2000+SLEEVE | 28.42
13018464 | SUPPORT RUDDER STUFFING | 39.18
13018465 | CABLE GLAND CARRIER AGK66 | 16.85
13018479 | OIL FILTER GLASS | 47.2
13018481 | HANDWHEEL / FILTER | 19.29
13018482 | OIL FILTER WITH NIPPLE 3/8 | 196.81
13018492 | BLOCK 4RT 10A 220VAC GTC | 299.83
13018521 | NOZZLE ROD DAN PB-LE L272 | 81.61
13018541 | EQU, TUBES NOZZLE ROD 1+2 STAGES | 213.15
13018547 | IONISATION PROBE D8X120 d6,4 D4X80 45° | 50.75
13018549 | FLAME TUBE D96/90/115 L268 | 182.7
13018556 | TUBE PUMP/NOZZLE ROD | 42.53
13018558 | SET MANOMETER 0-100 MBAR CPL. | 172.55
13018559 | TUBE PUMP/NOZZLE ROD 1 STAGE | 29.44
13018567 | NOZZLE ROD DAN PB-LE L252 | 81.61
13018571 | FLEJE FLEXIBLE REGULADOR AIRE | 32.78
13018573 | FLAME TUBE D130/105 L206 | 159.46
13018590 | JUNTA DELANTERA NC 29/36 H2A | 35.63
13018605 | CONNECTOR RAST5 3 P. BLACK | 17.86
13018609 | GAS VALVE CG115 R01 DT2W | 385.7
13018615 | SUPPORT FOR CONTROL UNIT | 59.28
13018617 | PUMP SUNT.E7 NC 1069 5P | 452
13018619 | IGNITION ELECTRODE D8X200 d6,4 D3X48 23° | 131.85
13018620 | HEATER OIL DN105X465 3,75KW (400V) | 2068
13018621 | IGNITION TRANSFO. ZM30/14 2X7 230V L900 | 447
13018623 | GAS TUBE EQ. 1 1/4 | 355.25
13018626 | IGNITION CABLE D4/D6,35 L375 | 25.38
13018630 | SEPARADOR DELFI.(PROPANO) EP.2 | 23.35
13018771 | VALVULA MB-VEF 420 B01 S 30 FP | 1462
13018772 | MANOMETER 0-40 BAR | 80
13018780 | FLAME CUP D107 L65 | 154.79
13018782 | BURNER HEAD CPL. C70/100 G | 383.37
13018787 | IGNITION ELECTRODE D10X100 d6,4 D1,65 45° | 20.3
13018789 | IGNITION ELECTRODE HOLDER | 46.28
13018791 | COIL VG65 F01 | 454.31
13018797 | O-RING D15,06X2,62 | 14.41
13018798 | O'RING D56,00X3,00 | 13.5
13018799 | FIXING HEAD D100 | 109.01
13018802 | FIXING HEAD D115 | 109.21
13018804 | GAS NOZZLE NATURAL GAS D.3 | 16.54
13018806 | FORWARD INSULATION | 13.3
13018807 | CONNECTOR PRESSURE FURNACE | 50.55
13018808 | PLUG PRESSURE AIR DIFFERENCIAL | 71.96
13018809 | PLATE MOTOR/AIR FAN | 57.65
13018810 | O-RING D70X3 | 14.21
13018811 | COVER CONTROL UNIT | 217.31
13018812 | TUBE PUMP/NOZZLE ROD 1 and 2 STAGES | 208.08
13018813 | EQU, TUBES NOZZLE ROD 1+2 STAGES | 223.3
13018827 | LOAD CONTROLLER RWF40 011 A97 | 1180
13018842 | SCREW / COVER CS,M5X20-5.8ZN3/B | 12.79
13018846 | NOZZLE ROD WITH HEATER DANFOSS L 298 | 165
13018849 | BOILER ACCESSORY D90 EUROFLANGE | 49.74
13018850 | THERMOSTAT MFF24 50-250øCKAP | 306.63
13018851 | CABLE FOR ACTUATOR LKS 131 | 62.02
13018853 | COIL RAP M13 230V 8W | 28
13018855 | ADJUTAGE DUNGS D.0,3 (+GASKET) | 36.54
13018870 | TUBE PUMP/NOZZLE ROD 2-3 STAGE | 65.47
13018871 | SOLEN. VALVE SUN SL1V2805 G1/8" 9W 230V EQ. | 126.06
13018872 | SOLEN. VALVE SUN SL1V2805 G1/8" 9W 230V | 76.13
13018874 | TUBE NOZZLE ROD 1 STAGE | 62.83
13018875 | ORIENTED UNION | 63.95
13018877 | SERVOMOTOR ( DUNGS SAD 1.2 ) PAS / P1,2 NM | 192.04
13018887 | CABLE SOL.VALVE+PLUG3P/RAST3P L550V1 MPA | 39.08
13018888 | CABLE SOL.VALVE+PLUG3P/RAST3P L550V2 MPA | 55.32
13018889 | CABLE SOL.VALVE+PLUG3P/RAST3P L550V3 MPA | 45.17
13018890 | NOZZLE ROD L 587,5 SHORT | 213
13018891 | NOZZLE ROD L 737,5 LONG | 213
13018896 | UNIONS FOR SKP 70 111 B27 | 89.93
13018898 | O-RING 3087 D21,89X2,62 | 15.53
13018899 | AUXILIARY HEATER | 401.84
13018900 | GAS VALVE MV-D2080/5 DN80 | 1667
13018905 | OIL PUMP NVBGR PIC 600L/H | 1421
13018906 | ONE-WAY SHUTTER | 91.05
13018909 | MAGNETIC VALVE E121K64 G1/4 230 V 50Hz | 158.85
13018921 | FLANGE 80X72X6 D52 GAS TUBE+O-RING | 29.74
13018926 | NIPPLE RP 1"1/4 | 90.54
13018938 | OIL PUMP AS 67 B 700449 3P | 142.1
13018943 | SCREW TCBL TORX FE.5X25 BY 10 pieces | 13.2
13018944 | BOILER ACCESSORY STUDS M12X40+NUTS+AXIS | 160.78
13018945 | COMBUSTION HEAD CPL. SHORT C160-210B-VGL06 | 1365.68
13018946 | COMBUSTION HEAD CPL. LONG C160-210B-VGL06 | 1337.97
13018947 | COMBUSTION HEAD CPL. MEDIUM C160-210B-VGL06 | 1331.48
13018948 | STAR DIFF.GAS | 146.36
13018954 | O-RING D9,19X2,62+WASHER D10,3X19,9X0,3 | 16.24
13018965 | SPRING FOR ACTUATOR GDJ 50 (25-75MBAR) | 138.65
13018980 | ONE-WAY SHUTTER Rp1/2" PN25BAR | 63.23
13018981 | OIL CONTROLLER L-DRV 3/8 NR21 300-600 | 903.55
13018982 | BAFFLE PLATE D285/80 BEF.110 | 680.25
13019005 | NOZZLE ROD DUAL FUEL SHORT | 1187
13019006 | NOZZLE ROD DUAL FUEL LONG | 2728.62
13019007 | NOZZLE ROD DUAL FUEL MEDIUM | 1220.64
13019008 | BAFFLE PLATE D130/40 9-9SL R 6DRIL. | 171
13019009 | BAFFLE PLATE D125/40 9-9SL R 6DRIL. | 142.61
13019010 | NOZZLE ROD SHORT | 715
13019011 | NOZZLE ROD LONG | 1674.75
13019012 | NOZZLE ROD MEDIUM | 692
13019013 | IGNITION ELECTRODE D8X80 d6,4 D2X13 90° | 18.27
13019014 | STAR GAS HEAD DUAL FUEL | 126.37
13019015 | OIL PUMP AT2 95 C 9585 2P 0500 | 192.85
13019016 | UNION / SOL.VALVE 1/8-M8X100 D.1,2 | 13.2
13019017 | UNION G1/8 FF33B | 17.46
13019018 | CONTROL BOARD SILK-SCREEN PRINTED | 81.2
13019042 | CONTROL UNIT LFL 1.122 | 675
13019043 | GRUB SCREW M4X8 | 13.09
13019069 | CABLE SWITCH+CONNECT.AMP6,35 4X0,75 L600 | 43.65
13019070 | BIPOLAR CHANGE OVER SWITCH | 129.21
13019071 | SUPPORT / PRESSURE CONTROL DEVICE LGW..C3 | 22.63
13019072 | FLAME TUBE D90/69/60 L198 | 126.88
13019090 | SET HYDRAULIC | 90.84
13019091 | CABLE / CELL MZ/MPA | 40.5
13019092 | CABLE MOTOR+2 PLUG/RAST 3P MPA | 84.04
13019093 | CABLE SOL.VALVE+PLUG3P/RAST3P L750V1 MPA | 81.1
13019094 | CABLE OILVALVE+PLUGDIN/RAST3P L750V2 MPA | 33.39
13019095 | CABLE SOL.VALVE+PLUG3P/RAST3P L750V3 MPA | 81.1
13019096 | SOLEN. VALVE LUC 121KS5516 | 469.84
13019097 | CONTROL BOARD SILK-SCREEN PRINTED | 35.53
13019099 | IGNITION ELECTRODE HOLDER D48 | 177.12
13019100 | ELBOW SOCKET 90L 20DN RP 3/4" | 20.3
13019101 | LOCK NUT 33.20 RP 3/4 | 27.2
13019102 | GAS NOZZLE D.18-8F. PILOT FLAME | 170.22
13019108 | SCREW SCBLXS M5X12/6 TORX | 12.89
13019111 | GAS CONNECTING PIECE CPL. 3/4" | 355.25
13019112 | BOILER ACCESSORY D138 | 76.13
13019113 | BURNER FLANGE D138 200X200 | 46.69
13019114 | NOZZLE ROD L.501 | 165.24
13019116 | TUBE PUMP / NOZZLE ROD | 57.25
13019117 | FRONT PLATE COVER INV. VECTRON 04 | 45.68
13019121 | FRONT PLATE COVER ECO | 45.68
13019123 | DIFUSOR GAS NATURAL + DEFLECTOR | 101.6
13019125 | GAS CAP D.58,5 | 30.04
13019153 | FLAME TUBE D96/90/115 L148 | 106.58
13019154 | CONNECTION PART | 147.58
13019158 | ELECTRODO ENCENDIDO | 33.5
13019159 | HYDRAULIC EL03.150-1DO-LNO | 493.29
13019164 | TRANSFORMER ZE 30/7 110V | 454
13019166 | COIL DUN N° 1100 120V MBDLE405-407 | 386.92
13019176 | FRONT PLATE COVER | 45.68
13019198 | DIAPHRAGM / GAS ELBOW D14/29 | 16.44
13019200 | SET GASKET MBVEF 407 IMPULSE | 96.43
13019201 | SET GASKET MBVEF 412 IMPULSE | 23.35
13019202 | FLANGE IMPULSION D14,9 MB407 | 177.63
13019203 | FLANGE IMPULSION D14,9 MB412 | 182.7
13019244 | GAS VALVE VRG65 F01D | 2956
13019247 | ACTUATOR SQM 10.16502 | 574
13019249 | MOTOR 4KW400/690V D28 IE2 | 898.28
13019252 | FLAME TUBE D278/263 L530 DELTA | 913.2
13019253 | BAFFLE PLATE D190 TK158 | 450.56
13019256 | IONISATION PROBE D14X150 d6,4 D3X125 | 54.81
13019257 | IONISATION CABLE EK6-EK7 | 98
13019258 | FLAME TUBE D278/263 L630 DELTA | 994.5
13019259 | FLAME TUBE D278/263 L730 DELTA | 994.5
13019260 | MOTOR 5,5KW400/690V D38 | 1218
13019261 | FAN WHEEL D475/275X100 D38 | 817.08
13019262 | BAFFLE PLATE D170 TK158 | 463.96
13019264 | FLAME TUBE D325/345 L612 | 1229.17
13019265 | BAFFLE PLATE D250 TK210 | 451.57
13019266 | FLAME TUBE D325/345 L712 | 1326.2
13019267 | FLAME TUBE D325/345 L812 | 1378.47
13019270 | BAFFLE PLATE D220 TK210 | 469.64
13019272 | MOTOR 11KW400/690V D42 | 1624
13019273 | FAN WHEEL D500/321X120 D42 | 1761.03
13019274 | FLAME TUBE D369/346 L605 DELTA | 1603.7
13019275 | BAFFLE PLATE D224 TK230 | 421.23
13019276 | FLAME TUBE D369/346 L705 DELTA | 1603.7
13019277 | FLAME TUBE D369/346 L805 DELTA | 1799.49
13019278 | PHOTOCELL QRA 2 | 170.52
13019282 | FAN WHEEL D500/356X98 D42 | 1946.47
13019283 | FLAME TUBE D369 L630 DELTA | 1431.66
13019284 | BAFFLE PLATE D250 TK230 | 532.27
13019285 | FLAME TUBE D369 L730 DELTA | 1512.35
13019286 | FLAME TUBE D369 L830 DELTA | 1324.58
13019288 | FAN WHEEL D578/350X112 D42 | 1420
13019289 | FLAME TUBE D460/431,5 L640 DELTA | 1542.8
13019290 | BAFFLE PLATE D320 TK230 | 642.8
13019291 | FLAME TUBE D460/431,5 L740 DELTA | 1342.85
13019292 | FLAME TUBE D460/431,5 L840 DELTA | 1745.29
13019293 | MOTOR 22KW400/690V D48 | 2752.68
13019294 | FAN WHEEL D578/350X132 D48 | 1870
13019295 | BAFFLE PLATE D300 TK230 | 731.41
13019296 | ACTUATOR SAD 15.0 | 805.4
13019306 | GAS VALVE VGD40 065 DN65 | 1695
13019318 | GAS CONNECTING PIECE CPL. RP 1"1/4 | 387.73
13019324 | IGNITION ELECTRODE D6X80 d4 D2X50 65° L | 54
13019330 | SET BAFFLE PLATE D100 +NOZZLE D50+CAP | 87.59
13019331 | FLAME TUBE D140/115 L390 | 566.88
13019332 | FLAME TUBE D150/125 L390 DELTA | 587.38
13019336 | MOTOR 1,1KW230/400V IE2 GMP | 781.55
13019337 | OIL PUMP VBGR MZD 420 SO 735L/H | 1238.3
13019338 | SET GASKET OIL PUMP D12 | 177.12
13019339 | COUPLING D19/24 PW DM12/MW DM19 | 165.34
13019340 | GASKET/COUPLING D19/24 | 88.31
13019342 | OIL HOSE M30X1,5 DN20 BEIDS | 94.9
13019344 | FLAME TUBE D235/263 L276 | 619.15
13019345 | BAFFLE PLATE D215/54 TK110 | 465
13019346 | IGNITION ELECTRODE D11X100 d6,4 D2,5X85 | 35.53
13019347 | FLAME TUBE D235/263 L376 | 930.04
13019348 | FLAME TUBE D235/263 L476 | 1178.01
13019349 | GASKET/BURNER FLANGE 320X320X3 D280 | 116.73
13019353 | FLAME TUBE D170/263 L475 | 1083.31
13019354 | HELIX D160/80 | 778.4
13019355 | IGNITION ELECTRODE D11X220 D3X150 20° L 150 d4 | 50.75
13019357 | PHOTOCELL IRD LX100 EK-S | 2639
13019358 | TRANSFORMER ML30.100 - 24V DC | 195.9
13019360 | ACTUATOR STM 40 Q15.51/8 2N L POT.23050 | 649.6
13019361 | BAFFLE PLATE D190/54 TK110 | 456.65
13019362 | FLAME TUBE D280/263/210 L475 | 1123.3
13019363 | HELIX D180/80 | 406.71
13019365 | OIL PUMP VB/R 900L/H | 1238.3
13019366 | COUPLING D19/24 PW DM12/MW DM24 | 165.34
13019367 | OIL HOSE L1000 (2 PIECES) | 587.38
13019368 | OIL HOSE DN 16, NL 1000 | 218.23
13019369 | FLAME TUBE D350/306 L305 | 1116.5
13019370 | BAFFLE PLATE D236/50 BEF.110 | 317.49
13019371 | FLAME TUBE D350/306 L405 | 1093.16
13019372 | FLAME TUBE D350/306 L505 | 1367.1
13019374 | GASKET/BURNER FLANGE 420X420X3 D343 | 116.73
13019375 | FLAME TUBE D350/325/225 L515 | 916.24
13019376 | HELIX D220/80 | 509.12
13019378 | MOTOR 2,2KW230/400V 1400 tr/mn GMP | 1275.86
13019379 | OIL PUMP VBHR MD 410 SO 1200L/H | 2080.75
13019380 | SET GASKET OIL PUMP D18 | 345
13019381 | COUPLING D24/28 PW DM18/MW | 187.78
13019382 | COUPLING D24/28 GMP | 116.73
13019383 | FLAME TUBE D350/325 L305 | 916.24
13019384 | BAFFLE PLATE D250/60 BEF.110 | 333.02
13019385 | FLAME TUBE D350/325 L405 | 994.7
13019386 | FLAME TUBE D350/325 L505 | 1065.75
13019387 | FLAME TUBE D350/325/260 L515 | 1385.88
13019389 | FLAME TUBE D389/346 L405 | 845.5
13019390 | BAFFLE PLATE D280/74 BEF.110 | 1319.5
13019391 | FLAME TUBE D389/346 L505 | 1344.88
13019392 | FLAME TUBE D389/346 L605 | 1344.88
13019394 | FLAME TUBE D369/265 L580 | 1510.62
13019396 | MOTOR 3KW230/400V D28 1400 tr/mn GMP | 1268.75
13019397 | OIL PUMP VBHR GD 410 SO 1700L/H | 2791.25
13019400 | FLAME TUBE D369/343 L405 DELTA | 830.07
13019401 | BAFFLE PLATE D300/74 BEF.110 | 1436.33
13019402 | FLAME TUBE D369/343 L505 DELTA | 964.25
13019403 | FLAME TUBE D369/343 L605 DELTA | 964.25
13019404 | FLAME TUBE D389/369/280 L580 | 1289.46
13019405 | MOTOR 4KW400/690V D28 1400 tr/mn GMP | 1850.04
13019406 | OIL PUMP VBHGR P-D-4-10 SO 2200L/H | 3907.75
13019407 | SET GASKET OIL PUMP D22 | 345
13019408 | COUPLING D28/38 PW DM22/MW | 267.25
13019409 | COUPLING D28/38 | 131.95
13019410 | OIL HOSE L 1200 | 843.87
13019411 | OIL HOSE DN 16, NL 1200 | 218.23
13019412 | FLAME TUBE D460/430/373 L440 | 795.15
13019413 | BAFFLE PLATE D330/74 BEF.110 | 1406.89
13019414 | FLAME TUBE D460/430/373 L540 | 1811.57
13019415 | FLAME TUBE D460/430/373 L640 | 2048.07
13019416 | FLAME TUBE D450/431/320 L630 | 1084.63
13019417 | FLAME TUBE D431/350 L690 DELTA | 1542.6
13019461 | SET REMOTE CABLE L 2000 | 103.53
13019475 | FLAME TUBE D345/325 L612 | 929.3
13019477 | IGNITION BURNER ZB 2 | 144.13
13019479 | FLAME TUBE D345/325 L712 | 1434.5
13019480 | FLAME TUBE D345/325 L812 | 1524.33
13019483 | FLAME TUBE D369/340 L605 DELTA | 2026.04
13019484 | BAFFLE PLATE D280/74 TK230 2 AUSKL | 1410.85
13019485 | FLAME TUBE D369/340 L705 DELTA | 2224.88
13019486 | FLAME TUBE D369/340 L805 DELTA | 2224.88
13019487 | FLAME TUBE D369/363 L630 DELTA | 1582.79
13019488 | BAFFLE PLATE D300/80 TK230 | 667.46
13019489 | FLAME TUBE D369/363 L730 DELTA | 1923.12
13019490 | FLAME TUBE D369/363 L830 DELTA | 2199.3
13019491 | FLAME TUBE D431,5/360 L710 DELTA | 2015.08
13019492 | BAFFLE PLATE D280/74 TK230 | 1410.85
13019493 | FLAME TUBE D431,5/360 L810 DELTA | 2537.5
13019494 | FLAME TUBE D431,5/360 L910 DELTA | 2207.63
13019495 | FLAME TUBE D460/431,5/392 L720 | 1413.9
13019496 | BAFFLE PLATE D300/74 TK230 | 987.6
13019497 | FLAME TUBE D460/431,5/392 L820 | 1990.92
13019498 | FLAME TUBE D460/431,5/392 L920 | 1990.92
13019501 | GASKET/BURNER FLANGE 540X540X3 D465 | 116.73
13019507 | TUBE PUMP / JACK | 54.4
13019510 | CABLE ACTUATOR+PLUG8P/4XRAST3P L700 | 84.04
13019511 | MOTOR 0,42KW230/400V D12,7 L 47,90 | 203
13019512 | SOUND INSULATION / AIR BOX | 19.29
13019584 | IONISATION PROBE D8X75 D2,5X40 60° L 750 d6,4 | 45.37
13019606 | BAFFLE PLATE D95,5/26 18SL | 189.81
13019608 | FLANGE 86X78X6 D58 GAS TUBE+O-RING | 32.38
13019614 | IGNITION CABLE D4/D6,35 L225 | 19.18
13019617 | FIXING HEAD D.100 C10 | 109.01
13019618 | GAS NOZZLE 3XD2,4 | 172.45
13019620 | IGNITION ELECTRODE D6X80 d4 D2X50 45° R | 54
13019622 | FLAME TUBE D110/97/120 L119 | 158.34
13019623 | IGNITION ELECTRODE D8X200 d6,4 D3X48 23° | 131.85
13019625 | BAFFLE PLATE D91/0 6SL L 1DRIL. | 142.1
13019628 | TUBE L.DE V. GT180 D 8 | 555
13019682 | BAFFLE PLATE D91 6SL L 6DRIL. | 55.01
13019684 | GAS CAP DIFFUSER | 28.01
13019685 | FLAME TUBE D130/135/110/93 L206 | 218.43
13019721 | IGNITION CABLE D4/D4 L625 AP | 57.25
13019726 | ACOPLAMIENTO C24/18/12/11 X 16 | 9.14
13019727 | CABLE SOL.VALVE+PLUG 3P 3X0,75 L800 | 19.29
13019731 | MEASURE AIR | 245.12
13019732 | BATCHER COVER / AIR | 123.93
13019733 | CABLE IGNIT.TRANSFO+PLUG 3P 3X0,75 L650 | 27.41
13019736 | SHEET INLET AIR | 84.75
13019749 | GAS CONNECTION EG03 MOUNTED | 324.8
13019753 | REGLER LINE | 200.26
13019758 | FLANGE 16X15X1 FIX. ELECTRODE | 16.75
13019759 | O-RING D21,6X2,4 NBR | 13.91
13019760 | ADJUST ROD D6X377 | 73.79
13019761 | PLUG PRESSURE FURNACE | 63.95
13019762 | PLUG AIR PRESSURE PIPE D8X248 | 59.17
13019764 | FLAME TUBE D110 L300FLANGEd124 DELTA | 500.5
13019765 | CAM/AIR FLAP REGLER | 14.62
13019766 | FLANGE 46X20/10X15 INSULATING | 13.3
13019768 | FLANGE 40X10X4,8 | 16.24
13019770 | CABLE GASVALVE+PLUG DIN/3X0,75 L1320GREY | 30.15
13019771 | CABLE GASVALVE+PLUG DIN/3X0,75L1320BLACK | 30.04
13019772 | CAP CV-PK-4-B | 16.95
13019774 | GAS VALVE MV-DLE2065/5 DN65 | 1299
13019775 | O-RING D10,5X2,25 PRESSURE SWITCH AIR | 13.4
13019779 | SET BANJO UNION 1/8" PK4+PK6 | 72.07
13019792 | MOTOR PLATE | 49.84
13019807 | CABLE SOL.VALVE+3 PLUG AMP/RAST3P L650V1 | 81.1
13019808 | BLOCK OIL DISTRIBUTOR 20X20X108 | 136.42
13019809 | TUBE PUMP / FLOW METER | 53.29
13019810 | VOLUMETRIC FLOW METER VZO 8RE1 | 1119.34
13019811 | TUBE FLOW METER / FUEL DISTR. | 29.13
13019812 | TUBE VALVE / NOZZLE ROD 1 ST | 51.66
13019813 | TUBE VALVE / NOZZLE ROD 2 ST | 51.97
13019814 | CABLE SOL.VALVE+PLUG DIN/RAST3P L650V2 | 62.93
13019817 | TUBE FLOW METER / VALVE | 24.56
13019818 | TUBE VALVE / NOZZLE ROD | 63.54
13019820 | GAS ROD | 430.97
13019821 | GAS CONNECTING PIECE Rp3/4" CPL. | 299.43
13019831 | SET CONNECTION GW500 | 126.57
13019832 | SQUARE | 23.35
13019833 | OPTIMIZATION AIR SLEEVE D.80,4 | 274.05
13019834 | SPACER DN80 L.250 PN1 | 316.68
13019838 | CABLE VPS+PLUG WIE. 5P M+F/ 4X0,75 L380 | 39.69
13019840 | FURNACE PRESSURE TUBE | 107.18
13019849 | FURNACE PRESSURE TUBE | 99.06
13019851 | FILTER SET FOR KROMCG115 | 43.75
13019853 | O-RING 2106 D26,7X1,78 FPM | 15.83
13019855 | CONNECTOR/PUMP G1/8-M8X100 D.2 | 8.6
13019857 | MOTION CYLINDER D6X20 | 23.35
13019867 | INSPECTION GLASS+ GASKET | 152.25
13019868 | BLADE / MODULATION | 295
13019869 | BAFFLE PLATE D330/100 30SL R | 455
13019870 | IGNITION ELECTRODE D15X120 d6,4 D3 55° | 83.43
13019873 | FLAME CUP D92 L65 | 159.86
13019875 | SOLEN. VALVE LUC 321H23 G3/8" 8W | 675
13019876 | VALVE LUCIFER 322H7506 | 558.25
13019877 | BAFFLE PLATE D220/80 12SL R | 186.25
13019879 | UNION / PRESSURE TAKE OFF G1/4-D.9+GASKET | 28.42
13019882 | STAR GAS HEAD(BRONZE)C10T2 | 193
13019883 | AIR PRESSURE SHORT TUBE | 98.96
13019886 | GREY COVER HOUSING | 40.5
13019929 | CONTROLLER SUPPORT (RWF40) | 13.91
13019995 | PLUG-IN BASE L&G AGM 17 | 93.38
13020016 | MOTOR 0,25KW230V D12,7 L50 | 168.08
13020017 | IGNITION ELECTRODE D10X100 d6,4 D2,5X75 90° | 25.38
13020018 | FLAME TUBE D150/160 L330 | 172.55
13020019 | FLAME TUBE D180/160 L330 | 430.46
13020020 | BAFFLE PLATE D150/45 | 170.82
13020021 | FAN WHEEL D200 X77,5 D19 | 432
13020022 | OIL CONTROLLER ST DRV R 3/4 | 649.5
13020042 | GAS ELBOW+TUBE D22 L154 | 73.38
13020063 | ACTUATOR SQM 54.581 A203 | 1671.91
13020094 | IGNITION ELECTRODE D7/12X80 d6,4 D2X78 | 50.85
13020111 | EQU, TUBES NOZZLE ROD 1+2 STAGES | 213.15
13020112 | SOLEN. VALVE LUC 121K63 G1/4" 9W | 121.5
13020131 | CONTROL BOARD | 35.53
13020143 | GASKET/BURNER FLANGE D200/110X7 | 32.68
13020152 | TIGHTNESS CONTROL VPS504 S01 | 623
13020184 | SOFT TUBE PUN6X1-SI500 X 10M | 69.93
13020185 | SOFT TUBE PUN6X1-BLUE-500 X 10M | 69.43
13020198 | LOCKING SCREW HC, M10x70 | 11.27
13020216 | O-RING D86X3 GAS VALVE MB. 420 (X2) | 71.35
13020217 | FILTER SCREEN DUNGS/MB VEF420(NO POCKET) | 143.52
13020218 | GASKET COVER-FILTER MB 405/407 | 17.26
13020227 | O-RING D26,5X3,5 | 18.37
13020228 | O-RING 4081 D20,22X3,53 | 13.4
13020258 | GAS ELBOW + TUBE LONG | 144.64
13020269 | CIRCUIT RC 0,5/100/250V | 25.27
13020285 | GAS CONNECTING PIECE RP2" | 573.88
13020287 | DIAPHRAGM / GAS ELBOW | 17.97
13020292 | COVER HOUSING GREY C03 | 85.56
13020296 | OIL TUBE PUMP/NOZZLE ROD STAGE 1 AND 2 | 47.71
13020302 | TUBE D4/7 10 METER | 84.25
13020306 | SPRING | 60.19
13020314 | OIL FILTER/DEGASSING | 200.06
13020320 | BURNER FLANGE D140+GASKET D140/319 | 154.69
13020322 | BAFFLE PLATE D114/17-36X100 6SL | 841.74
13020324 | FLAME TUBE D140 L443 | 298.11
13020327 | INSPECTION GLASS | 15.83
13020328 | CAP KAPSTO GPN320 GL16 | 13.2
13020329 | MOTOR 0,095 KW 230 V D12,7 | 139
13020331 | BAFFLE PLATE D240/80 12SL R | 194.78
13020344 | CABLE SECU.OIL+DIN/WIE.3P/RAST2P+3PL1500 | 121.6
13020346 | AIR FLAP CPL. | 112.77
13020347 | SPINDLE/ACTUATOR-FLAP D24/12X78 FLAT L32 | 99.17
13020348 | SPINDLE / AIR FLAP D23/12X120 | 158.95
13020349 | SPACER | 163.52
13020350 | BLAST SWITCH SCREWING M10X100 | 103.53
13020351 | COUPLE DISK / ATOMIZER 350 KG | 460
13020352 | COUPLE DISK / ATOMIZER 400 KG | 460
13020353 | PUMP SUNT J4 CCC 1000 | 417.06
13020365 | BOTON RESET | 16.32
13020366 | GREY COVER HOUSING C03 | 90.34
13020367 | DISCO DEFLECTOR | 200.77
13020381 | CABLE ACTUATOR+PLUG9P/RAST5P+RAST4P L500 | 52.68
13020382 | RUBBER FUNNEL DIM34x15/12 2xD3,25+D6,2 | 15.02
13020383 | NOZZLE ROD 2D 9/16 L550 | 1646.13
13020416 | TIGHNESS PLATE | 48.21
13020422 | COVER HOUSING EL02 E GREY | 45.37
13020426 | ACTUATOR SQN 31.121 A2730 | 446.6
13020427 | NOZZLE ROD L440 | 216.09
13020428 | ELECTRODE BLOCK 25X46 d6,4 D2X50 41° | 40.6
13020432 | BAFFLE PLATE D115/17-36X125 6SL | 528
13020435 | SPINDLE / AIR FLAP 10X10X258 D5 | 64.25
13020436 | CABLE GLAND PG11 | 17.26
13020446 | BAFFLE PLATE D173/45 9SL | 250.3
13020447 | COUPLING D12X145 M8 EQ.PUMP/MOTOR | 149.21
13020448 | BAFFLE PLATE D105/45 18SL | 190.62
13020449 | NOZZLE ROD ASSEMBLY L500 2D 9/16 | 1840.7
13020450 | O-RING 2031 D7,65X1,78 FPM | 13.91
13020456 | HEATER 1,89KW D80X341 400V | 2112
13020457 | HEATER 1,9KW D80X341 230V | 1920
13020458 | FLOW HEATER OIL D80X441 2.7KW | 1780
13020459 | HEATER OIL D80X441 2.7KW (230V) | 1519
13020460 | DISTRIBUTOR G1/4 | 157.53
13020461 | PLATE EK3 ECB | 61.92
13020496 | SUPPORT GLASS PLATE | 44.56
13020498 | TUBO QUEMADOR | 126.88
13020499 | FLAME TUBE D115/78/75 L350 | 192.85
13020502 | PRESOSTATO HUBA 604.91 0,5-5MBAR | 68.31
13020503 | VALVULA DUNGS MBDLE412 B01 S20 | 639.45
13020504 | COIL DUN N° 1200 MBDLE410-415 | 395.85
13020517 | BRIDA | 29.44
13020518 | SUPPORT FOR CONTROL UNIT SATRONIC | 51.46
13020520 | TUBE JACK/UNION T | 48.52
13020521 | AIR PLUG UNION 4-LL-R1/8 | 17.86
13020525 | FLANGE CG2 RP1"1/2 | 290.59
13020526 | FLAME TUBE D140 L480 | 2499.74
13020527 | NOZZLE ROD 1D 9/16 L537 | 307.75
13020529 | COUPLING D40/23/8X43 | 111.65
13020530 | SPINDLE / AIR FLAP 10X10X295 D7/D5 | 64.25
13020532 | OPTIMISATION AIR SLEEVE D80 | 332
13020533 | PLATE EK3 ELCO | 61.92
13020534 | IGNITION CABLE BERU D6,4 L130 | 33.6
13020535 | COUPLING D12X135 M8 EQ.PUMP/MOTOR | 137.03
13020536 | REVERSING ROD D12 | 101.5
13020537 | FILTER RC 230V 20 VA | 70.64
13020538 | PLATE EK4 ELCO | 112.97
13020542 | TIME COUNTER 231 UL | 90.13
13020543 | WASHER D5.3/12X2-ST | 27.91
13020546 | PISTON D18X65 | 63.64
13020547 | O-RING 3043 D10,77X2,62 VITON | 17.15
13020574 | COVER HOUSING C03 ORANGE 2 ST | 86.78
13020611 | GAS VALVE MB-VEF407 B01 S30 RP3/4" IMPULS. | 761
13020612 | GAS VALVE MB-VEF407 B01 S10 RP3/4" IMPULS. | 825
13020613 | GAS VALVE MB-VEF412 B01 S10 RP1"1/4 IMPULS. | 1253
13020657 | BAFFLE PLATE D150/70 | 896.35
13020658 | GASKET D200/198X3 | 41.62
13020660 | SET HOUR COUNTER NC12/C30 H1/GX1 | 142.3
13020681 | FLAME TUBE D170/155 L305 TURBU.d135 | 283.19
13020682 | CONNECTOR BANJO LCK-G 1/8-PK-4 | 45.68
13020683 | SET BAFFLE PLATE D110 +NOZZLE D63+CAP | 218.23
13020685 | RUBBER FUNNEL DIM34x15/12 1xD3,25 | 15.83
13020693 | THERMIC RELAY ABB T.LR2K 3,7/5,5 | 95.41
13020694 | FAN WHEEL D425/150X40 D19 ACTION | 245
13020695 | TRANSPARENT COVER | 16.34
13020696 | AIR RECTIFIER | 228
13020698 | SOUND INSULATION / AIR BOX | 72.78
13020699 | AIR FLAP | 51.16
13020703 | CABLE MOTOR/RELAY+PLUG2P/2X0,75 L700 MPA | 32.68
13020712 | BAFFLE PLATE D215/50 TK158 | 542
13020722 | PRESOSTATO DE AIRE ( ver obsr. ) | 66.99
13020723 | SOPORTE PRESOSTATO AIRE | 15.14
13020724 | GAS PRESSURE TUBE | 60.7
13020725 | GAS PRESSURE TUBE | 59.58
13020726 | GAS PRESSURE TUBE | 53.08
13020727 | COIL DUN N° 1415 MBVEF425 S30 | 1056.82
13020728 | GAS CONNECTING PIECE G/F-V Rp 2" MBVEF412 | 365.4
13020729 | GAS CONNECTING PIECE G/F-V Rp 2" MBVEF420 | 395.85
13020730 | GAS CONNECTING PIECE G/F-V Rp 2" MBVEF425 | 403.67
13020739 | STRAINER ELEMENT GFK - DN65 | 97.44
13020770 | OIL PUMP AN 97 C 7257 2P | 152.25
13020771 | GAS CONNECTING PIECE E6 G/F-E | 412.9
13020772 | CABLE GLAND PG11 | 17.26
13020775 | GAS FLAP E6 | 827.43
13020781 | ELECTRODE BLOCK 27X55 d4 D2X23 60° | 26.39
13020794 | CABLE SOL.VALVE+PLUG 3P/RAST3P V1 | 27.91
13020795 | CABLE SOL.VALVE+PLUG 3P/RAST3P V2 | 26.39
13020796 | CABLE GMP+PLUG 3P/RAST 3P L730 | 28.93
13020799 | TRANSPARENT COVER | 51.66
13020801 | AIR PRESSURE PLUG E6 | 65
13020802 | FLAME TUBE D170/155 L525 TURBU.d135 | 305
13020808 | CABLES ELECTRODOS L850 T2 | 20.3
13020809 | CABLE IONIZACION L 850 | 28.42
13020813 | FLEXIBLE LINEA PORTABOQUILLA NC-2936 H2A T2 | 113.48
13020826 | GAS VALVE GVS232ML01T3M RP1"1/4 | 1432
13020827 | GAS VALVE VAS240R/LW BYPASS TO LEFT | 1360
13020832 | GAS VALVE VGF 10.804P DN80 | 2495
13020848 | SET AIR PRESSURE SWITCH DIFFERENCIAL | 177.63
13020855 | ADJUST UNION 7760 D.8/G1/4 | 102.21
13020856 | SET 10 SCREWS CHC M8X25+ HEXAGONAL NUT | 36.64
13020857 | SET 10 SCREWS CHC M10X30+ HEXAGONAL NUT | 40.09
13020858 | SET 10 SCREWS CHC M10X35+ HEXAGONAL NUT | 42.53
13020865 | TUBES+ UNIONS FOR VOMUMETRIC COUNTER | 118.25
13020866 | SQUARE | 26.39
13020868 | PLATE EK4 ECB | 144.13
13020874 | ADJUTAGE DUNGS D.0,4 (+GASKET) | 36.54
13020875 | TUBE PUMP/NOZZLE ROD | 25.48
13020877 | GASKET/UNION 1/2'' D30/21X2 | 14.82
13020885 | MEASURE AIR | 50.95
13020887 | FLAME TUBE D115/78/71 L230 | 147.18
13020896 | SUPPORT LOAD CONTROLLER WEST | 15.23
13020926 | SWIRLER D220/80 H20 45° | 440.61
13020950 | GAS ACTUATOR SKP 75.003 E2 W.O.END SWITCH | 862.75
13020951 | GAS ACTUATOR SKP 15.000 E2 W.O.END SWITCH | 380
13020956 | FIXING COLUMN COVER | 18.78
13020958 | CABLE CONNECT AGA 62 PLUGDIN L270 | 99
13020987 | IGNITION TRANSFO. EBI 1X11 120V | 90.34
13020988 | MOTOR FHP 110V 85W 3µF | 328
13020992 | OIL HOSE ST19 M20X1,5 FC 3/4 | 154.89
13021000 | FLANGE FL125 RP1" | 68.31
13021002 | FILTER FB 1 | 81.1
13021006 | GAS VALVE VS125ML02LT3M RP1" | 743.39
13021008 | PRESSURE CONTROLLER GVS125ML02T3M | 971.25
13021010 | FLANGE FL240 RP1"1/2 | 93.99
13021012 | FILTER FB 2 | 107.59
13021014 | GAS VALVE VS232ML02ZLT3M RP1"1/4 | 1449
13021018 | FLANGE FL350 RP2" | 134.08
13021020 | FILTER FB 3 | 171.03
13021022 | GAS VALVE VS350ML02ZLT3M RP2" | 1868
13021024 | PRESSURE CONTROLLER GVS350ML02T3M | 1603.9
13021026 | TIGHTNESS CONTROL TC116W05T BIOGAS | 519.68
13021035 | GASKET/GASFLAP D135/85X1,5 | 21.01
13021037 | GASKET/HOUSING-HEAD 540X540X8 D435 | 111.65
13021038 | GASKET/HOUSING-HEAD 460X460X8 D370 | 88.31
13021039 | GASKET/HOUSING-HEAD 420X420X8 D330 | 88.31
13021040 | GASKET/HOUSING-HEAD 320X320X8 D230 | 162
13021041 | GASKET/GAS HEAD D200/160X2 | 30.45
13021042 | GASKET/GAS HEAD D116/83X2 | 29.43
13021043 | GASKET GAS HEAD D130/90X1 | 25.38
13021052 | CAPACITOR 0,1µF 250V | 24.56
13021099 | OIL DASHBOARD PLATE | 15
13021105 | SUPPORT IONISATION PROBE | 19.7
13021112 | TUBES P AIR+FURNACE/R+L SKP..5 DN65 | 170.52
13021113 | TUBES P AIR+FURNACE/R+L SKP..5 RP 2" | 156.21
13021114 | GAS VALVE MB-VEF425 B01 S10 RP2" GW150 | 1939
13021117 | BALL BEARING D22/8X7 | 33.29
13021135 | GASKET COPPER D11,4/5,2X2 | 14.62
13021136 | BURNER FLANGE D130+GASKET D130/240 | 90.94
13021137 | GASKET/BURNER FLANGE D242/131X10 | 28.32
13021138 | FLAME TUBE D130/100 L310FLANGEd145 | 211.83
13021139 | FLAME TUBE D130/105 L310 | 339.82
13021140 | OIL PUMP AT2 55 B 94xx 6P05 | 177.63
13021141 | COUPLING D8/24X18+ D21X35 EQ. | 34.81
13021142 | FAN WHEEL D180 X50 D12,7 ACTION | 131.34
13021143 | TURBINA 180X70 | 56.2
13021144 | CABLE MOTOR+PLUG 3P 90°/RAST3P | 20.3
13021145 | MOTOR 0,3KW230V D12,7 L 130 | 192.85
13021146 | RUBBER FUNNEL D8/11,5/12 | 14.92
13021152 | COIL DUN N° 100 120V MVD205-505 | 295.77
13021210 | GAS VALVE MV-D5100 DN100 | 3131
13021212 | GAS VALVE MV-DLE2100 DN100 | 2588
13021214 | GAS VALVE MV-DLE2080 DN80 | 1746
13021219 | GAS ROD EQUIPPED NC4/6 | 288.56
13021220 | MOTOR 0,74KW230/400V D19 GMP | 406
13021221 | OIL HOSE DASH03-BANJO-3/8JIC L300 | 106.58
13021223 | CONTROL UNIT SH 213 C3 | 162.4
13021225 | CABLE MOTOR+3P 90°/RAST3P+2X0,75 L600MPA | 101.09
13021248 | SEALING RING | 16.24
13021253 | TUBE PUMP/NOZZLE ROD | 79
13021255 | UNION G1/8-M8X100 D.0,8 | 63.13
13021260 | DISPLAY VOLUMETRIC COUNTER | 255
13021273 | OIL ELECTRIC CONNECTION BOX ALONE | 79.47
13021283 | FLAME TUBE D130/100 L310+TURBU. D117 | 373.42
13021284 | GAS ELECTRIC CONNECTION BOX ALONE | 82.11
13021289 | GAS CONNECTING PIECE 1"1/4 MB (ZR)DLE | 355.25
13021290 | GAS CONNECTING PIECE 3/4" MB (ZR)DLE | 324.8
13021300 | TUBE D8/6 X 10M | 88.61
13021312 | GAS TRAIN CONNECTING PIECE | 103.23
13021365 | GAS VALVE VRF10 404 DN40 | 1222
13021366 | GAS VALVE VRF10 504 DN50 | 1425
13021368 | GAS VALVE VRF10 804 DN80 | 2664
13021370 | TIGHTNESS CONTROL TC 318 R05 | 1350
13021373 | PVC TUBE | 31.77
13021375 | RELAY VARIATRON | 107.69
13021376 | CABLE SPEED DRIVES+RAST3P L450 | 43.65
13021377 | CABLE REGUL.+RAST5P+RAST4P 3X0,75 L400 | 64.55
13021379 | CABLE TRANSF/SP.DRIVES+RAST2P 2X0,75L300 | 42.43
13021380 | CABLE SP.DRIVES+PLUG DIN/2P 2X0,75 L1500 | 58.26
13021381 | MOTOR 0,25KW230/400V D12,7 | 228.68
13021382 | COUPLING D20X174 PUMP/MOTOR | 32.58
13021384 | TUBES P AIR+FURNACE/R+L SKP..5 RP 2" | 179.55
13021385 | TUBES P AIR+FURNACE/R+L SKP..5 DN65 | 198.33
13021389 | RELAY VARIATRON | 107.69
13021390 | CABLE SPEED DRIVES+RAST3P L450 | 43.65
13021391 | CABLE CONTROLLER+RAST 4P+5P/3X0,75 L220 | 64.55
13021392 | SPEED DRIVES ACC 0,3KW | 798.5
13021394 | CABLEVALVE/S.DRIVES+DIN/RA4P/2X0,75L1500 | 58.26
13021395 | MOTOR 0,25KW230/400V D12,7 | 228.68
13021396 | FLAME TUBE D130/105/100 L206 | 151.24
13021407 | IGNITION TRANSFO. ZA30/050 1X5 230V | 136
13021412 | FRONT PLATE COVER FC12 | 19.89
13021413 | FRONT PLATE COVER FC16 | 19.69
13021414 | JUNTA | 31.06
13021415 | CLOSING PLATE/GAS COVER | 36.34
13021416 | BOILER ACCESSORY D80 ANGLE 2° EUROFLANGE | 58.87
13021417 | BOILER ACCESSORY D90 ANGLE 2° EUROFLANGE | 58.87
13021424 | SOCKET D7 10X16.5 | 15.23
13021430 | OIL FLOW METER SUPPORT | 59.28
13021431 | SUPPORT ACTUATOR WEST | 81.4
13021436 | GAS PRESSURE TUBE D6/8 MBVEF 420 | 103.63
13021547 | 3 WAYS VALVE + CONNECTORS | 223
13021548 | TUBE PUMP/RAPA VALVE | 28.01
13021576 | BOILER ACCESSORY D115 ANGLE 2°EUROFLANGE | 76.13
13021579 | SET ADAPTER ACTUATOR SKP75 | 91.35
13021608 | FLAME TUBE D170/150 L305 TURBU.d135 | 571.45
13021609 | FLAME TUBE D170/150 L525 TURBU.d135 | 563.33
13021612 | SET BAFFLE PLATE D110 6SL+NOZZLE D63+CAP | 295
13021613 | AIR PRESS.SWITCH 604.91 0,5-5MB+PLATE E6 | 129.92
13021614 | CLP. WIRING GASTRAIN | 138.45
13021624 | TUBE PUMP / NOZZLE ROD | 15.86
13021643 | TAPA GAS / TUBONC16/21 T1 | 131.85
13021648 | PHOTOCELL QRB1A-B080 B70A | 55
13021651 | IGNITION TRANSFO. ZM20/10 2X5 230V | 180.67
13021655 | ELECTRIC SET FOR SKP..5 | 178.03
13021684 | REVERSE FRONT PLATE COVER EK03.22 | 52.88
13021690 | GASKET/UNION 1'' D44/32X2 | 26.69
13021700 | IGNITION CABLE D6,4 L725 | 38.27
13021710 | FLANGE 40X32X9 D24 PHOTOCELL | 20.81
13021733 | CASING AIR INTAKE+ INSULATION MOSS | 77.04
13021734 | IONISATION PROBE/CABLE TEFLON CLP6,35 L625 | 80.9
13021776 | SET ADAPTER ACTUATOR SKP75 | 91.35
13021778 | SCREWS TORX M6X55 BY 50 pieces | 160.27
13021801 | MOTORPUMP GROUP EQUIPPED | 3801.58
13021812 | BACK FURNACE POT | 180.57
13021849 | CONTROL UNIT TCH "CUB" E3000 | 198
13021868 | GAS CONNECTING PIECE MBC300 SE | 370.17
13021869 | GAS VALVE MBC300 SE S22 | 612
13021870 | GAS VALVE MBC700 SE S22 RP1"1/4 | 870
13021871 | GAS VALVE MBC1200 SE S22 RP2" | 1625
13021882 | TUBE SOLEN. VALVE/HYDRAULIC JACK | 54.91
13021891 | SUPPORT ACTUATOR | 58.87
13021892 | SQUARE ELECTRIC K7 | 39.79
13021895 | GAS ACTUATOR SKP 25.001 E2 W. END SWITCH | 619.15
13021896 | GAS ACTUATOR SKP 75.001 E2 W. END SWITCH | 880.01
13021897 | GAS ACTUATOR SKP 15.001 E2 W. END SWITCH | 669.9
13021898 | CONNECTION ROD ACTUATOR WLM | 21.11
13021901 | REGULATOR PAINTED RS21 | 1290
13021902 | FIXING COVER HEXAGONAL L147 | 17.46
13021912 | SCREWS BAG P 98 | 17.26
13021914 | GAS CONNECTING PIECE | 151.84
13021919 | SUPPORT ACTUATOR BERGER STA | 26.59
13021932 | SOFT START ATS 01 N232QN | 842.75
13021933 | TUBE HEAD/HYDRAULIC JACK | 56.13
13021934 | IGNITION ELECTRODE HOLDER | 215.99
13021951 | CABLE SOL.VALVE+PLUG DIN 3X0,75 L600 | 22.74
13021960 | GAS DASHBOARD PLATE C03 | 17.36
13021961 | PIPE PRESSURE AIR TAKE OFF | 48.72
13021976 | GAS VALVE CG10 R70 D2W5 | 299.43
13021977 | MOTOR PLATE/FAN WHEEL | 69.02
13021978 | FLANGE 106X106X90 RP1"1/4D79H11 | 75.62
13021986 | OIL PUMP AP 57 C 7545 3P 0500 | 181.08
13021987 | SCREWS TORX M4X10 BY 100 pieces | 104.85
13021990 | NOZZLE ROD 1D 9/16 L580 | 134.69
13021991 | FLAME TUBE D115/100 L230 AGP | 187.78
13021992 | FLAME TUBE D115/100 L350 AGP | 203
13021993 | FLAME TUBE D115/78 L230 AGP | 197.93
13021994 | FLAME TUBE D115/78 L350 AGP | 218.23
13022025 | FILTER | 191.23
13022053 | ACTUATOR SQN 31.401 120V | 426.3
13022054 | MOTOR 1,1KW400/690V D19 | 308
13022109 | FLANGE 82X62X30 D27 GAS TUBE+O-RING | 60.9
13022110 | GAS NOZZLE D47 | 41.41
13022120 | PUMP SUNT J6 CCC 1005 | 274.05
13022134 | GAS VALVE CG2.20 R01 VT2W | 697.81
13022150 | FLAME TUBE D90/64,5/60 L188 | 639.45
13022152 | SUPPORT LOAD CONTROLLER WEST | 77.65
13022153 | MOTOR 1,5KW230/400V D19 | 391.89
13022154 | BAFFLE PLATE D89/30 6SL ELECT. SIMPLE | 83.33
13022155 | BAFFLE PLATE D74,5/0 8SL R | 36.54
13022156 | FLAME TUBE D170/150/135 L305 | 571.45
13022164 | CONTROL UNIT TCG "CUB" E3000 | 199
13022167 | OIL HOSE DN10X1640 D12-M18X1.6 | 75.7
13022168 | COUPLE DISK PM180-ATOMIZER PM90 300 KG | 460
13022180 | PUSH TAP 350 3215 G1/2 | 101.5
13022192 | ADJUST ROD SHORT HEAD | 36.54
13022193 | ADJUST ROD LONG HEAD | 59
13022196 | FLAME TUBE D96/100/130 L408 | 434.93
13022197 | CABLE CELL MZ+PLUG2P/2X0,75 L840 | 13.91
13022203 | GREY COVER HOUSING | 91.65
13022230 | FLAME TUBE D88/90/115 L150 | 193.26
13022231 | FURNACE PLATE 260X260 | 193.76
13022232 | CABLE CELL IRD+PLUG3P/PLUGAMP 3P L120 | 17.86
13022233 | FURNACE PLATE 320X320 | 162.7
13022260 | GASKET SET | 20.4
13022282 | BAFFLE PLATE D90/20 6SL | 192.55
13022283 | BAFFLE PLATE D90/30 6SL | 152.55
13022284 | IGNITION ELECTRODE D8X200 d6,4 D3X200 | 60.9
13022304 | GAS VALVE CG15 R03 D2W5 | 578.55
13022336 | GAS CONTROLLER DUNGS FRS 505 RP 1/2" | 263.6
13022337 | GAS CONTROLLER DUNGS FRS 507 RP 3/4" | 276.59
13022338 | GAS CONTROLLER DUNGS FRS 510 RP 1" | 285.72
13022339 | GAS CONTROLLER DUNGS FRS 515 RP 1" 1/2 | 517.75
13022366 | PHOTOCELL IRD KLC 2002 (52-15) | 182.7
13022369 | OIL HYDRAULIC DISTRIBUTOR | 428.53
13022381 | OIL PUMP NVBGR MIC 4 900L/H | 1434.3
13022386 | OIL CONTROL BOX SATRONIC TFI 812.2 | 150
13022401 | SOLEN. VALVE LUC 322H7306 G3/8" 8W | 466.9
13022403 | SET BAF.PLATE D110 6SL INV.+NOZ.+CAP D63 | 340
13022404 | SET B.PLATE D110 6SL+NOZ.D63+CAP D130/63 | 418
13022405 | TIGHNESS PLATE+ SET CONTROL PANEL N°15 | 116.22
13022415 | FILTER CARTRIDGE | 57.14
13022416 | FILTER CARTRIDGE | 79.47
13022417 | FILTER CARTRIDGE | 153.27
13022418 | COIL DUN N° 32/P MBC300 | 1241.04
13022419 | COIL DUN N° 42/P MBC700 | 1484.03
13022437 | AIR FLAP+ SPRING | 65.87
13022443 | SCREWED UNION G1/4 - M12X1.5 | 19.59
13022463 | CONTROL BOARD E4 | 83.33
13022464 | GAS PRESSURE TUBE MBVEF407+UNION | 87.49
13022465 | OIL PUMP AS 47 B 11B | 111.65
13022467 | ADJUST.ELECTRODE HOLDER | 32.78
13022484 | BAFFLE PLATE D107/32 | 203.61
13022493 | CABLE RELAY/SP.DRIVES+RAST4P 4X0,75 L285 | 39.38
13022494 | SUPPORT FREQ. VARIATOR | 100.89
13022495 | CABLE AIR PRES.SWITCH+RAST2P/2X0,75 L350 | 17.26
13022496 | FLAME TUBE D100/71 L147 | 179.66
13022500 | DYNAMIC AIR PRESSURE PLUG | 56.84
13022502 | FLAME TUBE D227/160/205 L343 | 289.28
13022505 | OIL HOSES GLAND E7 | 15.73
13022508 | BAFFLE PLATE D245/110 15SL TK198 | 209.5
13022511 | BRIDGE PLUG AGA68 | 71.15
13022519 | SPRING / AIR ACTUATOR | 49.53
13022520 | SPINDLE / ACTUATOR-FLAP D19/15X49 HEX.8 | 165
13022521 | AIR FLAP | 261.97
13022526 | FAN WHEEL D435/193X55 D24 ACTION | 261.87
13022527 | THERMIC RELAY ABB T25 7,5/11 | 106.58
13022529 | MOTOR 0,42KW230V D12,7 L 25,90 | 192.85
13022530 | CAPACITOR 12,5µF 450V | 35.53
13022533 | UNION EO GE08LR 1/8 A3C | 27.1
13022534 | OIL RECUPERATOR E7 | 119.77
13022535 | CABLE GMP+PLUG 3P/3X0,75 L450 | 37.76
13022537 | CABLE SOL.VALVE+PLUG DIN/RAST3P L750V2 | 59.28
13022538 | CABLE SOL.VALVE+PLUG DIN/RAST3P L750V3 | 59.99
13022539 | CABLE SOL.VALVE+2XP.DIN/RAST3P L750VS+V1 | 74.81
13022558 | IONISATION CABLE D6,4 L800 | 36.54
13022559 | SLIDING GAUGE NOZZLE ROD | 15.33
13022560 | IONISATION PROBE+ CARRIER | 78.97
13022564 | PANEL DOOR 213X198 | 38.06
13022568 | BAFFLE PLATE D78/25 12SL | 229.69
13022569 | SOLEN. VALVE LUC 122K8363 G1/4" 14W | 215
13022572 | OIL PUMP D 47 D 73 3P | 161.89
13022574 | SOUND INSULATION / AIR BOX | 15.23
13022575 | FLAME TUBE D227/160/205 L543 | 403.97
13022578 | OIL HOSE L 1220 mm | 117.13
13022580 | FLAME TUBE D90 L170 MB900 | 152.25
13022581 | NOZZLE ROD DAN PHB-LE L331 | 148
13022582 | IGNITION CABLE D4/D6,35 L430 AP | 22.33
13022589 | ELECTRIC SET FOR SKP..5 | 175.8
13022595 | T' FITTING TUBE /JACK | 55.93
13022596 | FLAME TUBE D227/153/205 L343 TURBU.D171 | 642
13022597 | FLAME TUBE D227/153/205 L543 TURBU.D171 | 642
13022598 | FLAME TUBE D227/140/205 L343 TURBU.D171 | 321.76
13022599 | FLAME TUBE D227/140/205 L543 TURBU.D171 | 365.4
13022604 | SET BAFFLE PLATE D150 +NOZZLE D85+CAP | 192.85
13022605 | SET BAFFLE PLATE D135 +NOZZLE D85+CAP | 192.85
13022606 | STAR GASHEAD E7 | 197.62
13022607 | IONISATION PROBE D8X80 d4 D2X43 60° | 20.81
13022608 | AIR PRESS.SWITCH 604.91 0,5-5MB+PLATE E7 | 75.11
13022609 | MOTOR 2,7KW230/400V D24+CABLE | 456.75
13022611 | FLAME TUBE D100/71 L147+CUP D92 L50 | 211.22
13022614 | CABLE CONTACTOR+RAST 2P/2X0,75 L750 | 20.3
13022619 | SET O-RING VALVE GAS MBC1200 | 52.17
13022621 | FLANGE MBC300 RP1"1/4 | 95
13022622 | INSPECTION GLASS D18 | 15
13022626 | NEOPREN TUBE D.6/9 L1000 | 20.5
13022640 | ELECTRIC SET FOR SKP..5 ECB | 151.74
13022652 | NOZZLE ROD SHORT HEAD | 918.58
13022653 | NOZZLE ROD LONG HEAD | 843.97
13022654 | NOZZLE ROD MEDIUM HEAD | 696
13022655 | SOUND INSULATION / BODY | 40.3
13022656 | FIXING HEAD+ SCREWS | 153.47
13022660 | GAS VALVE CG340 R01 DT2W | 1228
13022665 | FLAME TUBE D140 L401 | 214.67
13022666 | SOLEN. VALVE LUC 321F2523 P8PG1119W | 304.2
13022667 | SOLEN. VALVE LUC 121F2523 P8PG1119W | 304.2
13022706 | GASKET/GASTRAIN D160/90X2 DN65 | 49.74
13022707 | ELECTRIC CABLE GREEN/YELLOW 1,5MM² LG.450 | 20.4
13022708 | GAS CONNECTING PIECE EQ. | 641.58
13022709 | FLANGE MBC300 RP3/4" | 61.61
13022710 | SET O-RING GASKET MBC 300 | 22.33
13022711 | REVERSE TUBE+ UNIONS | 144.94
13022712 | UNION LEGRIS 120 12 21+ UNION EO GE12-LLR 3/8 A3C | 78.16
13022714 | OIL HOSE M16X1,5 D10 L1500 DIN4798 | 43.75
13022722 | ATOMIZER FUELMASTER 24D N°2,00 | 644
13022723 | ATOMIZER FUELMASTER 24D N°2,25 | 596
13022724 | ATOMIZER FUELMASTER 24D N°2,50 | 545
13022725 | ATOMIZER FUELMASTER 24D N°2,75 | 625
13022726 | ATOMIS.FUELMASTER 24D N°3,00 | 625
13022727 | ATOMIZER FUELMASTER 24D N°3,50 | 435
13022728 | DISK FUELMASTER 24B N°11,6 | 177.12
13022729 | DISK FUELMASTER 24B N°13 | 185.03
13022730 | DISK FUELMASTER 24B N°16 | 182.5
13022731 | DISK FUELMASTER 24B N°18 | 172.85
13022732 | DISK FUELMASTER 24B Nø20 | 185.85
13022747 | ANTIPARASITIC FILTER INVERTERR ATV31 | 826.11
13022749 | GASKET/BURNER FLANGE 156X156X6 D80 | 17.56
13022751 | FLAME CUP D76,6/120 L189,5 FP602 | 316.27
13022752 | FLAME CUP D76,6/80 L140 FP602 | 202.19
13022753 | OIL PUMP BFP 21 L3 LES R2 | 106.58
13022754 | BOILER ACCESSORY D80 EUROFLANGE | 49.74
13022756 | NOZZLE ROD L 676 SHORT | 222.89
13022757 | NOZZLE ROD L 896 LONG | 222.29
13022758 | FLAME TUBE D170/135/128 L305 | 380.73
13022759 | FLAME TUBE D170/135/128 L525 | 419.672
13022760 | CROWN AIR SETTING L 495 | 127.59
13022761 | CROWN AIR SETTING L 715 | 169.81
13022762 | CABLE CELL MZ+PLUG2P/PLUGAMP L550 | 44.05
13022767 | GAS COVER EL02 | 51.36
13022769 | CONVERSION SET MONOTUBE BFP12/52 | 38.87
13022774 | ELECTRICAL CONSOLE | 50.75
13022780 | O-RING D8,3X2,4 (X10) | 32.89
13022784 | SET HOUSING+ SPACER | 528.71
13022785 | SET PRESSURE GAUGE AIR-GAS 400 mbar | 213.15
13022795 | BAFFLE PLATE D168/50 8SL 3DRIL. | 135
13022797 | GASKET/CONNECTION KL-MT3 | 44.86
13022805 | FLAME TUBE D227/147/210 L532 DELTA | 1087.78
13022807 | BAFFLE PLATE D145 +TUBE D14 | 1420
13022808 | SET BASE IGNITION PROBE | 186.35
13022809 | CABLE HEATER EK01.3 L-NH | 37.25
13022810 | HEATER OIL DN105X465 3,75KW (230V) | 3189
13022820 | OIL FLOW PROBE | 191.63
13022825 | GAS REGULATOR SKP75+ Adaptor Kit Electrical | 822.15
13022826 | SET REPLACE SKP70 WITH SKP15 | 677.72
13022827 | GAS REGULATOR SKP15+ Adaptor Kit Electrical | 548.1
13022828 | SET REPLACE SKP70 WITH SKP10 | 801.85
13022837 | FLAME TUBE D110 L400 1DO | 1148.27
13022853 | GAS ELBOW 90° REDUC. DN65 -DN50 | 520.7
13022855 | COVER TERMINAL D22X18 | 124.95
13022858 | FLANGE MB412 RP1"1/4 | 25.38
13022859 | FLANGE MBC700/1200 RP1"1/2 | 53.59
13022869 | SWIRLER D155/50 WM | 274.66
13022871 | CROWN COUPLING | 33.19
13022874 | SOLEN. VALVE LUC 321K6345 G3/8" 14W | 319.12
13022875 | VALVE LUCIFER 321H25 | 737.7
13022881 | BATCHER COVER / AIR | 142.81
13022882 | BAFFLE PLATE D78/20 6SL R | 226.95
13022891 | GAS VALVE DMV-D5065/11 DN65 | 1800
13022908 | O-RING 4137 D34,52X3,53 NBR | 13.91
13022915 | FLANGE FIX. ELECTRODE | 17.66
13022916 | SCREW WITHOUT HEAD M4X6 BY 30 PIECES | 48.52
13022922 | GAS ELBOW+ SHORT TUBE | 160.37
13022923 | GAS ELBOW+ LONG TUBE | 160.37
13022924 | STAR GAS HEAD D131 | 194.68
13022954 | OIL DASHBOARD PLATE | 32.48
13022955 | NOZZLE ROD DAN PHB-LE L252 | 136.11
13022956 | CABLE HEATER DAN+PLUG 4P/RAST5P L438 | 34.51
13022957 | SET O-RING GASKET VECTRON BLU STRATON | 51
13022973 | PHOTOCELL QRB 1A A070B70A L700 | 40
13022974 | IGNITION CABLE D6,4/D6,4 L260 | 19.29
13022975 | ELECTRODE BLOCK 25X40 d6,4 D1,2X30 30° | 28.42
13022976 | CABLE IONIZACIÓN | 174.88
13022986 | SUPPORT ACTUATOR C03 | 39.79
13022987 | AIR PRESSURE PLUG C03 | 50.75
13022988 | GAS ELBOW+ LONG TUBE | 106.88
13022989 | GAS ELBOW+ SHORT TUBE | 104.85
13022996 | GAS VALVE MBC700 SE S82 RP1"1/4 | 870
13022997 | GASKET/BURNER FLANGE 350X335X3 D245 | 101.09
13022998 | BOILER ACCESSORY STUDS M12X40+NUTS 6P. | 33.7
13022999 | ELECTRODE BLOCK 25X48 d4 D1,5X22 45° | 30.45
13023001 | AIR PRESS.SWITCH LGW 3 A2P 0,4-3MB | 105
13023005 | AIR FLAP | 46.49
13023133 | PRESS. CONTROL. GW500 A4/ DIN | 133
13023147 | FURNACE PRESSURE PIPE C285 GX | 139.46
13023148 | COUPLE ATOMIZER-DISK 250 KG | 460
13023150 | GASKET/CASING AIR 370X370X3 | 170.52
13023157 | GAS CONTROLLER GDJ 20 R04 | 160.78
13023162 | PHOTOCELL F200 K1 | 2258
13023166 | MANOMETER D100 0-100 MBAR | 119.67
13023167 | MANOMETERPUSH BUTTON 1/2" | 61.81
13023183 | PLUG OF PRESSURE 1/8 D4 | 16.54
13023185 | GAS VALVE CG225 R01 DT2W | 548.1
13023186 | ACTUATOR EA 2 38,5S 5 CAM | 601.29
13023187 | CONNECTION G1/8 + SEAL | 41.8
13023188 | SQUARE CONNECTION WE08LLRCF | 29.54
13023206 | PLUG CONNECTOR AIR PRESSURE | 69.32
13023209 | SET PHOTOCELL IRD1010 | 196
13023237 | BURNER HEAD PAINTED C70/100 G | 180.77
13023248 | IGNITION ELECTRODE CARRIER D18.5/77 | 99.47
13023249 | BAFFLE PLATE D91/0 6SL L 2DRIL. | 65.98
13023256 | SUPPORT+ COVER LOA/LGB | 38.57
13023257 | STRAIGHT UNION M5 PERMANENT RUN X10 PIECES | 83
13023258 | TRANSFORMER 230V / 24V DC BCS O2 PROBE | 267
13023260 | IGNITION ELECTRODE D15X120 d6,4 D2,6X22 52° R | 40.6
13023269 | IRON GAS DASHBOARD PLATE | 88.81
13023270 | IRON RECYCLING AIR | 43.65
13023271 | IRON AIR RECYCLING | 43.65
13023274 | OIL HOSE VT6 F3/8C MG1/4 L1000 | 83.53
13023278 | FAN WHEEL D133 X52 D12,7 | 54.1
13023304 | BRIDA+AISLANTE | 69.02
13023305 | GASKET/BURNER FLANGE 176X176X8 D100 | 19.29
13023306 | FLAME TUBE D100/90 L230 | 172.04
13023307 | FLAME CUP D86,5/120 L190 FP602 | 279.13
13023309 | CABLE IGNIT.TRANSFO+PLUG 2P/RAST2P L250 | 23.35
13023311 | SET BAFFLE PLATE MB933 D33 ELECT.L83/133 | 152.25
13023312 | IGNITION ELECTRODE D8X74 d6,4 D2,5X124 7° R+L | 57.14
13023313 | IGNITION TRANSFO.BERU 2X7,5 230V+IONISA. | 154.28
13023317 | SET BAFFLE PLATE MB925 D25 ELECT.L83/140 | 152.25
13023318 | SET BAFFLE PLATE MB927 D27 ELECT.L83/140 | 152.25
13023319 | SET BAFFLE PLATE MB929 D29 ELECT.L83/133 | 152.25
13023320 | SET BAFFLE PLATE MB931 D31 ELECT.L83/133 | 152.25
13023330 | CAPACITOR 5µF 4P 6,4mm | 34.51
13023344 | GAS CONNECTING PIECE 1"1/4 | 470.25
13023346 | SQUARE 60X80X15 | 137.13
13023351 | COVER HOUSING GREY | 48.11
13023359 | ELECTRICAL PANEL C75/100 B517/8 | 3737.43
13023365 | TUBE PRESSURE TAKE-OFF FURNACE D6/8X195 | 19.79
13023366 | TUBE PRESSURE TAKE-OFF FURNACE D6/8X270 | 26.39
13023370 | SUPPORT NOZZLE ROD EQ. | 164.53
13023372 | IGNIT.CABLE D6,4/D6,4 L600+ D6,4 L500 AP | 105.05
13023373 | IGNIT.CABLE D6,4/D6,4 L800+ D6,4 L500 AP | 95.21
13023386 | HEAD EQUIPEMENT LPG | 189.5
13023401 | SET BAFFLE PLATE MB819/5D19 ELEC.L56 5D6 | 156.82
13023403 | SOCKET D42/48X20-ST-ZN | 59.28
13023405 | THERMOSTAT ADJUSTMENT KMF-20. | 170.62
13023408 | CABLE ACTUATOR+PLUG6P/RAST6P L500 MPA | 69.43
13023409 | IONISATION CABLE RAST 3P/D4 M L150 MPA | 24.97
13023432 | REDUCTION SLEEVE DN40 - RP1" 1/2 X 125 | 305.62
13023472 | CABLE SOL.VALVE+PLUG 3P/RAST3P+1 L750V1 | 46.99
13023473 | CABLE SOL.VALVE+PLUG 3P/RAST3P+1 L750V2 | 54
13023474 | CABLE SOL.VALVE+PLUG 3P/RAST2P L750V3MPA | 46.99
13023475 | CABLE ACTUATOR+PLUG6P/6X0,2 L210 MPA | 78.46
13023482 | FLAME TUBE D140 L380 | 775
13023518 | BAFFLE PLATE D140/30X137 6SL | 409
13023519 | BAFFLE PLATE D175/40X79 8SL | 381
13023520 | BAFFLE PLATE D140/37X137 6SL | 355
13023521 | BAFFLE PLATE D175/40X159 6SL | 412
13023523 | SCREWED ROD M8 LG:170MM | 27
13023524 | CARDAN ROD D8X291 M8 MECAN.REGULATION | 356
13023531 | GRADUATED RULER C3 GAS | 15.94
13023535 | CIRCLIP DIN471-18 HUB | 24.26
13023538 | FLANGE REDUCER CG2 | 121.19
13023599 | NOZZLE ROD EQUIPED | 359.21
13023620 | PLATE TDB OIL C03 IRON | 35.53
13023621 | NOZZLE ROD EQU. T1 FC13 | 400.82
13023622 | AIR RECYCLING WHITE MEKU | 61.81
13023661 | LANCE GAS HEAD KPL | 386.61
13023662 | CONTROL UNIT TCH 111.00no Display | 178
13023663 | PHOTOCELL L 280 | 39.89
13023664 | CABLE SOL.VALVE+4 PLUG AMP/RAST3P L330 | 53.49
13023665 | STRAIGHT UNION G1/8 /M8X1 | 87.09
13023680 | SET SCREWS COMBI-TORX | 19.29
13023686 | THERMIC PROTECT O72 80°C | 43.65
13023687 | THERMIC PROTECT O72 100°C | 70.95
13023689 | CONTROL UNIT TCG 111.00TC+no Display | 178
13023690 | NOZZLE ROD VL02 120/160 IND T2 | 400.93
13023691 | NOZZLE ROD VL02 120/160 IND T2 | 400.93
13023692 | NOZZLE ROD VL02.210 IND T1 | 404.68
13023693 | NOZZLE ROD VL02 210 IND T2 | 413.51
13023694 | THERMIC FUSE VG02 IND | 48.52
13023698 | PLUG 8 + GAS SWITCH MINI CABLE | 29.03
13023700 | GAS CONNECTING PIECE EQUIPED 3/4" | 355.25
13023701 | GAS CONNECTING PIECE EQUIPED 1"1/4 | 387.73
13023702 | SET SKP75 001 E2+ CABLE VALVE END COURSE | 761.25
13023708 | GAS VALVE MB-VEF415 B01 S10 RP1"1/2 | 1385
13023713 | SET BRAHMA -> CUB OIL "ELCO" | 197.93
13023714 | SET BRAHMA -> CUB GAS | 201.88
13023723 | UNION 1/8 - 1/8+ GASKET ALUMINIUM | 26.09
13023726 | SWIRLER EG3A NV.M | 153.16
13023729 | PLATE AIR BOX ASSEMBLY | 81.5
13023732 | BUTTON REMOTE C03/TCG | 12.69
13023733 | COVER HOUSING VG02/VL02 BCU | 91.65
13023734 | VALVULA GAS MBDLE407 B 01 S 22 | 492.28
13023735 | GAS VALVE MB-DLE412 B01 S22 RP1"1/4 | 902
13023736 | PRESOSTATO GAS GW 10 A 5/1 | 172
13023746 | CONTACTOR K2-12 A10X018 | 118.55
13023752 | ELECTRICAL CONSOLE | 43.65
13023753 | MOUNTING SET O2 PROBE 40 FOR BCS | 632.55
13023773 | ELBOW SO 2021-4 | 32.48
13023775 | AIR FLAP | 60.09
13023776 | FORWARD INSULATION | 46.49
13023781 | SETTING RING D93/92X14 | 75.01
13023794 | FLAME TUBE D430/380 L150 | 735.88
13023795 | BAFFLE PLATE D310/100 30SL R | 527
13023797 | ELECTRICAL CONNECTION KIT | 183.61
14010253 | O2 SENSOR BCS 250°C | 3552.5
14010418 | MOUNTING SET O2 PROBE 40 FOR BCS | 632.55
14028667 | SUPPORT DISPLAY ETAMATIC-OEM | 228.38
63008486 | FLOW CONTROLLER 15-140KG/H | 327
63211180 | BAFFLE PLATE D168/75 | 214
63212697 | LEVER MODULATION CAM | 167.48
63213183 | TORNILLOS PARA DISCO | 17.36
64401601 | GAS PRESS.SWITCH DG 50 B-3 2,5-50MB | 91.35
65000150 | CONTROL UNIT TCH 151.04Pos V. 90s | 198
65000152 | CONTROL UNIT TCH 161.03QS 30s+Perm V. | 198
65000153 | CONTROL UNIT TCH 161.04QS 60s+Perm V. | 198
65000155 | CONTROL UNIT TCH 161.06Pre V. 300s | 198
65000156 | CONTROL UNIT TCH 161.07Pre V. 600s | 198
65000158 | CONTROL UNIT TCG 151.03TC+Post V. 90s | 198
65000161 | CONTROL UNIT TCG 161.05TC+QS 60s+Perm V. | 198
65000163 | CONTROL UNIT TCG 161.08TC+Pre V. 300s | 198
65000164 | CONTROL UNIT TCG 161.09TC+Pre V. 600s | 198
65001896 | AIR PRESS.SWITCH LGW 10 A1P 1-10MB | 51.77
65001901 | AIR PRESS.SWITCH LGW 10 A1 1-10MB | 80
65001902 | AIR PRESS.SWITCH LGW 3 A1 0,4-3MBADJU. | 95
65021660 | RELAY TF 834.3 | 149.81
65070019 | HEATER | 800.23
65070046 | GAS VALVE VR8605 VA1005 B | 178.64
65070188 | PRESSURE PLUG | 15
65070234 | GASKET/BURN.FLANGE 151X122X4 D92 5DRIL. | 16.44
65070247 | PROTECTION | 13
65070248 | COVER | 14.51
65070249 | CASING AIR INTAKE | 45.98
65070251 | AIR RECYCLING FOR HOUS.D.100 PLASTIC AZZUR/INS | 26.19
65070252 | SWIRLER D57/14 10SL H12 50° | 24.5
65070255 | IONISATION PROBE D8X120 D3X55 30° L 370 | 62.93
65070264 | IGNITION CABLE D4/D4 L210 | 5
65070267 | MOTOR PLATE 50-75W W.O. SQUARE | 15
65070269 | GASKET/MOTOR PLATE 10/10 | 9
65070270 | GASKET/AZUR SERENA | 8.22
65070271 | GASKET/AZUR SERENA D105X105X65 | 11.47
65070274 | O-RING D83X3 | 12.18
65070276 | GASKET/BURN.FLANGE 151X122X4 D92 2DRIL. | 12.18
65070279 | GASKET/BURNER FLANGE 140X128X5 D97 | 15.53
65070280 | UNION GAS VALVE | 26.39
65070282 | COVER TERMINAL | 14.72
65070283 | HOLDER PRESSURE SWITCH / IGNITION TRANSFO | 47.3
65070285 | SUPPORT INF. ELECTRODE | 14.21
65070286 | HOLDER ELECTRODE | 13.3
65070287 | GASKET/HEATER D19X1,5 | 5
65070288 | GAS NOZZLE FOR NATURAL GAS | 14.21
65070289 | GAS NOZZLE FOR gas LPG | 6.19
65070291 | TUBE | 22.53
65070292 | TUBE GAS VALVE/BURNER | 43.14
65070293 | TUBE OF PREMIXTURE | 135
65070294 | TUBE OF PREMIXTURE | 135
65070296 | CAPACITOR 2µF | 22
65070297 | CAPACITOR 3,5µF | 22
65070352 | LOCK NUT DA 1/2 GAS | 9
65070355 | THERMOSTAT CAP.L1500 0-90° SCREWDRIVER ADJUST | 15.02
65070408 | SWITCH O/I (OFF/ON) | 18.27
65070492 | SLEEVE M-M 3/4" ART. 2102011 | 6.6
65070513 | THERMOSTAT RESET | 24.36
65070520 | SLEEVE PROBE | 32.48
65070547 | NIPPLE | 15.23
65070548 | OIL HOSE TN 6X700 3/8 G/BIS 1/4"K | 8.02
65070549 | OIL FILTER 3/8 70451/006AGE VITON | 31.77
65070574 | SLEEVE M-M 1"1/4 (Fig.280) | 7.11
65070635 | WIELAND PLUG 6 P | 6.09
65070637 | OIL FILTER 1/4" ART.70452-006PG | 30.65
65070638 | WIELAND SOCKET 6P | 23.85
65070641 | WIELAND SOCKET 5 P ASS. | 17.05
65070644 | CAP PROTECTION IGNITION ELECTRODE D8 | 15.23
65070645 | FUSE | 15.23
65070648 | SOCKET FLAME SEEING | 15
65070671 | THERMOSTAT CAP.L=3000 0-90° HANDLE ADJUST | 34.51
65070687 | COMBUSTION HEAD | 128.3
65070690 | COMBUSTION HEAD | 188.49
65070712 | OIL HOSE PARIGI NW 4 CFc 1/4" CFc 1/4" 1 | 19.29
65070718 | WIELAND SOCKET 7 P. | 9.14
65070862 | SELECTOR SUMMER/WINTER (CPR ED SP/A) | 20.71
65070872 | RELAY | 29.54
65070900 | FILTER ANTIPARASITIC | 29.44
65070908 | IGNITION TRANSFO. TRE820 2X4 230V L380 | 53.8
65070953 | MINICONTACTOR AEG LS05.10 E-Nr 910-303- | 37.56
65070987 | IGNITION TRANSFO. TRE820 1X8 230V L520 | 53.8
65071034 | TAP OF CHARGE | 9
65071038 | GAS VALVE SIT-822 NOVAMIX | 289.28
65071105 | WIELAND SOCKET 4P COVER GREEN | 6.5
65071122 | THERMOSTAT CAP.L=3000 0-120° HANDLE ADJUST | 23.35
65071184 | TIME PROGR. FM/1 DEGI 42 | 142.1
65071195 | WATER SENSOR/ECONOMETER TERCAL L3000 | 34.51
65071430 | SWIRLER MULTIPLO L98X7 INSTANT | 22.84
65071658 | THERMOSTAT CAP.L3000 LS1 100° MANUAL RESET | 26.39
65073720 | ADAPTER KF 8853 LFI 7.33/LGB21-22 | 172
65073723 | ADAPTER VPS 504 85X30 | 48.31
65073724 | ROD SUPPORT BUTTERFLY AIR FLAP | 16.85
65073728 | CONTROL UNIT M 300 Tv30 | 269
65073729 | CONTROL UNIT MF2 Tv30 220/50 | 323.79
65073730 | CONTROL UNIT SM 352 Tv10 | 198
65073742 | CONTROL UNIT LMO 44.255 C2 230/50 | 178
65073743 | CONTROL UNIT DLG 976 MOD01 | 183.6
65073744 | CONTROL UNIT DMG 972 MOD 01 | 367.2
65073749 | ROD NEEDLE LONG L 396 GROUP HEAVY OIL FUS | 9.14
65073750 | SUPPORT | 28.32
65073753 | ROD SUPP.HEAD POLIC.ES.7X215 C/DUCT IN | 28.22
65073757 | ROD SUPP.HEAD T.L. HEXAG.7X285 C/DUCT IND | 21.32
65073765 | FLAME TUBE D168/180 L430HOUS.d260 | 187.78
65073770 | COIL BRA E7 220V 50H | 32.99
65073771 | COIL BRA EG12S-SR 230V | 84.14
65073772 | COIL M&M 18VA 77AN 230V | 31.47
65073774 | COIL THE TK25 BE7D | 47.71
65073777 | COIL DEL F84 11VA 230V 50/60H | 27.41
65073780 | COIL DUN N° 1100 MBDLE405-407 | 282.17
65073785 | COIL DUN N° 200 MVD207-510 | 449.24
65073786 | COIL DUN N° 25.1 MBZDRLE D1" | 720
65073787 | COIL DUN N° 280 MV220 | 539.57
65073789 | COIL DUN N° 35.1 MBZDRLE D1"1/2-2" | 801.85
65073795 | COIL PAR XT09 230V 50H | 22.33
65073796 | COIL PAR ZB14 30406 230V 50/60H | 28
65073797 | COIL SIT 820 NOVA 967064 220V | 29.44
65073799 | COIL SIT TAMDEM 967129 220V | 66.18
65073800 | FLAME TUBE D89/68 L220 | 123.83
65073802 | FLAME TUBE D102/108/95 L173 | 71.05
65073803 | FLAME TUBE D89/76 L111 | 50
65073804 | FLAME TUBE D89/80/89 L123 | 40.6
65073806 | FLAME TUBE D89 L158 | 68.01
65073808 | FLAME TUBE D89/80/89 L183 | 106.58
65073811 | FLAME TUBE D108/130 L200HOUS.d180 | 130.12
65073812 | FLAME TUBE D108 L200HOUS.d180 | 58.87
65073813 | FLAME TUBE D138 L230HOUS.d180 | 68.31
65073814 | FLAME TUBE D138 L345HOUS.d180 | 99.37
65073815 | FLAME TUBE D139/160/137 L425HOUS.d180/260 | 162.4
65073816 | FLAME TUBE D139 L325HOUS.d260 | 146.06
65073817 | FLAME TUBE D139/160 L210HOUS.d260 | 114.9
65073818 | FLAME TUBE D168 L150HOUS.d260 | 160
65073819 | FLAME TUBE D139/160 L370HOUS.d260 | 126.27
65073821 | FLAME TUBE D168 L290HOUS.d260 | 160
65073823 | FLAME TUBE D219 L605HOUS.d280 | 243.6
65073824 | FLAME TUBE D89/73 L120 | 39.59
65073827 | FLAME TUBE D89/80/67 L170 | 72
65073828 | FLAME TUBE D89 L114 SILEN.TYP1 | 80
65073832 | FLAME TUBE D89 L98 SILEN.TYP1 | 60.9
65073834 | FLAME TUBE D108/96/112 L205 | 149.1
65073835 | FLAME TUBE D108/96/112 L305 | 144
65073836 | FLAME TUBE D89/80 L130 | 56.64
65073839 | FLAME TUBE D89 L111 | 37.56
65073840 | FLAME TUBE D89/68 L120 | 71.05
65073841 | FLAME TUBE D89 L168 | 40.6
65073843 | FLAME TUBE D89/79 L120 | 106.58
65073844 | FLAME TUBE D89/68 L220 | 123.83
65073845 | FLAME TUBE D108 L23HOUS.d180+CUP | 91.35
65073846 | FLAME TUBE D108/130 L300HOUS.d180 | 130.12
65073847 | FLAME TUBE D108 L300HOUS.d180 | 68.01
65073848 | FLAME TUBE D89/79 L111 SP20/10 | 47.71
65073850 | FLAME TUBE D89/79 L111 | 27.1
65073851 | FLAME TUBE D216/250/220 L600 | 512.58
65073852 | FLAME TUBE D216/270/240 L606 | 328.86
65073853 | FLAME TUBE D89/98 L177 | 93.38
65073854 | FLAME TUBE D216 L365 | 251.1
65073859 | PIPE BLOCK ELECT.D10/8,5X20/ELECTRODE D8 | 3.76
65073862 | FLAME CUP D173/161 L135 | 75.81
65073863 | FLAME CUP D225/207 L165 | 171.84
65073865 | FLAME CUP D217/270/240 L260 | 984.55
65073867 | CASING SUPPORT COMP.ELET.SUP.TYPE 4 HOUS.d260 | 120.18
65073869 | CASING AIR SNORKEL WITH COVER | 78.56
65073870 | CASING AIR INTAKE | 128
65073871 | CASING AIR INTAKE | 28
65073872 | AIR FLAP SNORKEL | 28.62
65073874 | IGNITION CABLE D7 | 7
65073880 | CABLE SOL.VALVE+PLUG 3P 3X0,75 L1000 | 9.74
65073881 | CABLE SOL.VALVE+PLUG 3P 3X0,75 L600 | 8.42
65073882 | IGNITION CABLE D4/D4 L300 | 6
65073883 | IGNITION CABLE D4/D4 L350 | 6
65073884 | IGNITION CABLE D4/D4 L400 | 5
65073885 | IGNITION CABLE D4/D4 L450 | 6
65073887 | CABLE SOL.VALVE+2 PLUG V1+V2 | 90.13
65073889 | IONISATION CABLE D4,7/D4 L290 | 15
65073890 | IONISATION CABLE D4,7/D4 L465 | 15
65073891 | IONISATION CABLE D4,7 L580 | 5.89
65073892 | IGNITION CABLE D7/D7F3 L1100 | 6.5
65073893 | IONISATION CABLE D7 F3/D7 L1420 | 7.82
65073895 | IGNITION CABLE D7/D7 L1800 | 10.6
65073897 | IGNITION CABLE D4/D6 L400 | 6
65073903 | LOAD CONTROLLER RWF40 000 A97 | 644
65073905 | NOZZLE KEYS L 95 HEXAG.16 ZINC. | 6.09
65073906 | CIRCUIT RC 466890660 | 10.25
65073908 | COVER | 27.91
65073909 | COVER | 34.51
65073911 | CAPACITOR 10µF | 17
65073916 | CAPACITOR 5µF | 30
65073918 | CAPACITOR 6µF | 34.51
65073920 | CAPACITOR 8µF 250W | 34.51
65073922 | CONNECTOR MPM Art. 183 09 G | 6.8
65073923 | CONNECTOR MPM Art. 183 09 N | 6.8
65073924 | CONNECTOR MPM Art. E153N0679119 67 CABLAT | 14.72
65073925 | CONNECTOR SIT SCREW+GASKET 836 COD.0.960. | 24.36
65073928 | CONTACTOR 3P. BF16.10 NA 220/230V | 102.01
65073929 | LOCK NUT CAR 116/9 | 2
65073930 | AIR RECYCLING HOUS.d100 WITH SURPRES. SER.ECOSI | 18.27
65073931 | AIR RECYCLING HOUS.D100 C/SURPR.+ALETTA RE | 18.27
65073932 | AIR RECYCLING HOUS.d180 W.O. ALE | 20.3
65073933 | AIR RECYCLING FOR HOUS.d 125 PLASTIC (mod.`93 | 8.12
65073938 | COVER HOUS.d 260 VERNICIATO RED | 37.56
65073939 | COVER IN NYLON Sp.3mm.165.5x146 HOUS. | 21.5
65073940 | COVER PST COMPLETE WIRING WITH DRILLING C4/92 FUS | 40.6
65073941 | HOUSING | 2.96
65073944 | SUPPORT NOZZLE ROD | 15.83
65073945 | SUPPORT NOZZLE ROD | 15.73
65073949 | COVER FORATA HOUS.d125 . | 12.18
65073951 | COVER PVC FORATA TYPE SNORKEL D 80X35 C | 18
65073953 | AIR FLAP | 20.4
65073956 | BALL BEARING SIMEL 6202-2RS 15X3 5X11 STAG | 14.21
65073959 | REDUCTION SLEEVE PVC PG21-PG16 | 15.73
65073960 | NUT NOZZLE CARRIER/GROUP HEAVY OIL HOUS.d 2 | 33.5
65073965 | SWIRLER D57/14 10SL H10 58° | 20.5
65073966 | BAFFLE PLATE D79,8/26X45 8SL | 55.83
65073967 | BAFFLE PLATE D79,8/34X39 12SL | 42.63
65073969 | BAFFLE PLATE D85/26X40 8SL | 47
65073971 | BAFFLE PLATE D127/40 12/24SL | 101.5
65073972 | BAFFLE PLATE D65 6SL | 47.6
65073975 | BAFFLE PLATE D94/24 10SL | 40
65073978 | BAFFLE PLATE D80/22 8SL | 29.84
65073979 | BAFFLE PLATE D80/24X59 8SL | 17.26
65073980 | BAFFLE PLATE D80/24X59 4SL | 34.31
65073982 | BAFFLE PLATE D80/24X59 4SL 2DRIL. | 24.5
65073984 | GAS NOZZLE INTERNAL CPL. TL HEAD MULT | 100.79
65073990 | BAFFLE PLATE D84 FRONT | 10.76
65073994 | BAFFLE PLATE D137/50X12 18SL | 46.69
65073997 | BAFFLE PLATE D115/65 24SL FRONT 3DRIL. | 48.72
65073998 | BAFFLE PLATE D120/40 18SL | 55.83
65074001 | BAFFLE PLATE D120/90 21SL REAR | 14.72
65074002 | BAFFLE PLATE D130/90 21SL REAR | 14.72
65074004 | BAFFLE PLATE D170/90 21SL REAR | 33.09
65074005 | SWIRLER D70/18,5X10 REAR 11DRIL. | 6.4
65074007 | SWIRLER D70/18,5 REAR 8DRIL. | 6.4
65074008 | SWIRLER D84/44,5 REAR | 16.54
65074012 | SET TIGHTNESS CONTROL DUNGS VPS 504 | 446.6
65074020 | SOLEN. VALVE BRA E7/L G1/8" F/F | 38.47
65074022 | SOLEN. VALVE M&M SD363CVG20 G1/4" 3WAY | 95
65074023 | SOLEN. VALVE PAR 120.8ARJB 18NA 220V | 121.8
65074025 | SOLEN. VALVE PAR VE131 ING1/8" | 45.68
65074027 | SOLEN. VALVE SIR L159C3 G1/4" X3N | 167.48
65074030 | IONISATION PROBE D8X120 D3X55 42° L 250 Flange | 38.47
65074037 | IGNITION ELECTRODE D8X60 d4/6,4 D1,65X32 | 16.24
65074044 | IONISATION PROBE D8X60 d4 D2,6X60 Flange | 16
65074066 | IGNITION ELECTRODE D8X100 d4 D2X80 | 11.17
65074083 | COMBUSTION ADJUST HEAD | 58.36
65074084 | COMBUSTION ADJUST HEAD | 53.39
65074085 | WAISTBAND L396,5X40/SETTING AIR | 14.72
65074086 | RUBBER FUNNEL AGK66 | 2.54
65074090 | FILTER 81 X 84 | 54.1
65074093 | OIL FILTER INTERNAL PUMP AL35-AS47 | 20.04
65074097 | FILTER/HEAVY OIL ATT. 1 x1 7010 1 SMALL | 96.83
65074099 | FILTER/PUMP E4-E6-E7 134433 SUNTEC | 80.79
65074100 | FILTER/HEATER 17,5X227 OIL.IDR .35 | 60
65074101 | FILTER/HEATER 17,5X278 OIL.IDR .50-80 | 100
65074102 | FILTER/HEATER 17,5X380 OIL.IDR .130-200- | 100
65074107 | FLANGE ELBOW 90° RP1/2" | 13.09
65074108 | GASKET/FLANGE 235X235X4 D195 | 5.68
65074109 | ELBOW WITH SQUARE FLANGE | 15.12
65074110 | FLANGE RP1"1/2 W. PRES. PLUG | 58.97
65074112 | FLANGE RP1/2" W. PRES. PLUG | 31.26
65074113 | MOTOR PLATE SIMEL 50/75W | 5.38
65074114 | BURNER FLANGE D92 HOUS.D100 | 20.81
65074116 | BURNER FLANGE D92 HOUS.D125 | 21.62
65074117 | GASKET/BURNER FLANGE 202X160X6 D109 | 7
65074118 | GASKET/BURNER FLANGE 202X160X6 D127 | 9
65074119 | GASKET/BURN.FLANGE 151X122X4 D92 4DRIL. | 4.21
65074120 | GASKET/BURNER FLANGE 177X144X8 D105 | 11
65074121 | GASKET/BURN.FLANGE 177X144X4 D105 2DRIL. | 6
65074123 | GASKET/BURN.FLANGE 177X144X4 D92 2DRIL. | 7.11
65074124 | GASKET/BURN.FLANGE 177X144X4 D92 4DRIL. | 7.11
65074126 | GASKET/BURNER FLANGE 178X153X5 D116 | 15.83
65074127 | GASKET/BURNER FLANGE 180X145X8 D90 | 6.9
65074128 | GASKET/BURNER FLANGE 211X165X4 D125 | 7.11
65074129 | GASKET/BURNER FLANGE 211X165X4 D145 | 7.11
65074130 | GASKET/BURNER FLANGE 235X235X10 D173 | 15.73
65074132 | GASKET/BURNER FLANGE 235X235X8 D165 | 7.41
65074133 | GASKET/BURNER FLANGE 235X235X8 D173 | 7.41
65074136 | GASKET/BURNER FLANGE 300X300X8 D225 | 16.44
65074140 | GASKET/BURNER FLANGE 187X137X5 D105 | 7
65074145 | PHOTOCELL FC 7/A+CLAMP BLU | 33.5
65074148 | PHOTOCELL FC 7/R L1200 RED | 29.44
65074149 | PHOTOCELL UV1 D22 | 194.88
65074150 | PHOTOCELL QRA 2 | 170.52
65074152 | PHOTOCELL QRB 1A A050B70A1 L380 | 35.5
65074153 | PHOTOCELL QRB 1A A050B70A2 BLACK | 21.5
65074155 | PHOTOCELL QRB 1B A050B70A2 L380 | 35.5
65074156 | PHOTOCELL QRB 1B A050B70A2 RED | 35.5
65074161 | HOUSING 125 MINOR 4-8-12 ITALIA(Grezzo)C | 123.42
65074162 | HOUSING 125 MINOR 4-8-12 ITALIA(RED) | 101.3
65074163 | HOUSING FORATA D.100 M.1 AZZ.-INST. ITAL | 69.02
65074165 | FLOAT C R F OF ABORETTI AQUAMATIC | 20.3
65074166 | COUPLING D48/38/14X24 PUMP/MOTOR | 74.1
65074167 | COUPLING D48/24/8,5 FAN WHEEL D300X125 | 51.97
65074169 | COUPLING D48/38/11X42 PUMP | 60.9
65074170 | COUPLING D14,5/11X22 PUMP/MOTOR | 11.06
65074171 | COUPLING PUMP/MOTOR MAIOR P35-45 | 11
65074172 | CONDENSADOR | 3.3
65074177 | ELBOW M-F RP1"1/2 (Fig.92) | 14.72
65074178 | GROUP STAB. FILTER DA 1 1/2 FSDC 40 MARK | 182.5
65074181 | GROUP STAB. FILTER DA 3 FSDC 80 MARK CE | 928.01
65074183 | GROUP NEEDLE OILFLAM (30/400) 2F TC,(50-80- | 102.11
65074186 | GROUP CPL. PLUG AIR FUS260 | 74.5
65074188 | GROUP CROSSPIECE HOUS.d100 MINOR 1 R TC SI | 106.58
65074189 | GROUP CROSSPIECE HOUS.d100 MINOR 1 TC INSE | 35.53
65074190 | GROUP CROSSPIECE HOUS.d100 MINOR 1 TL INSE | 27.41
65074197 | NOZZLE CARRIER | 35.02
65074198 | NOZZLE CARRIER | 35.02
65074199 | GROUP BAFFLE PLATE T.MULTIGAS DRILLING D6 AZUR | 88.31
65074200 | GROUP BAFFLE PLATE T.MULTIGAS DRILLING D7 AZUR | 88.31
65074202 | GROUP BAFFLE PLATE FOR HEAD SERENA 1-2-3 ECO | 205.03
65074203 | GROUP BAFFLE PLATE FOR HEAD SERENA 4 ECOSILE | 157.33
65074211 | GROUP INTERNAL T.MULTIGAS TC AZUR 40 SER | 84.25
65074212 | GROUP INTERNAL T.MULTIGAS TC AZUR 60 SER | 88.31
65074216 | GROUP NIPPLE DISCHARGE HEAVY OIL OILFLAM 50-8 | 62.63
65074223 | GROUP HEAD AZUR 0/30 TC POLI COMB. OMO | 260
65074226 | GROUP HEAD AZUR 60 TC HOUS. D 125 | 260
65074227 | GROUP HEAD AZUR 60 TC POLICO MB.-SER.5 | 260
65074230 | GROUP HEAD BLU 120 TC POLIC OMB.OMOLOG | 260
65074232 | GROUP HEAD BLU 350 TL HOUS.d 180 HEAD | 299.43
65074237 | COMBUSTION HEAD | 160.57
65074238 | COMBUSTION HEAD | 171.54
65074239 | GROUP HEAD MINOR 1 TC HOUS.d 100 | 137.03
65074241 | GROUP HEAD MINOR 12 J 80 HOUS.d 125 | 170
65074243 | GROUP HEAD MINOR 4 R TC B-C.1500 | 170
65074245 | GROUP HEAD MINOR 8 FARM 70/B | 170
65074246 | GROUP HEAD MINOR 8 TL RISC. HOUS.d 125 | 228.38
65074250 | GROUP HEAD OILFLAM 50.1-80.1-120.1 TC | 913.5
65074252 | GROUP HEAD/BURNER AZZ.-IN STANT LPG | 307.95
65074253 | GROUP HEAD/BURNER AZZURRA/IN STANT GAS | 171.84
65074259 | SLEEVE N.4 CABLE 2 NERI - 2 BLU FASTON | 15.02
65074260 | SLEEVE N.4 CABLE BLACK-RED-BLU-WHITE | 10.66
65074261 | SLEEVE PVC D. 8 | 8.8
65074262 | SLEEVE SGI D.10 | 7.11
65074264 | GASKET/HEATER D143/110X2 | 16.24
65074265 | GASKET/HEATER D169/135X2 | 20.3
65074266 | GASKET/RESISTOR-HEATER D75/61X2 | 7.46
65074269 | GASKET/PUMP DELTA NEW TYPE | 5.08
65074270 | GASKET ALUMINIUM D13,5X18X1,5 G1/4 | 1.12
65074272 | GASKET/TUBE HOLDER 109,5X79,5X3 D55 | 2.4
65074273 | GASKET/COVER-PUMP SUN A 991523 | 16
65074274 | GASKET/COVER-PUMP SUN A 991524 | 16
65074277 | GASKET/BURNER FLANGE 380X380X8 D290 | 32
65074278 | O-RING 106 D6,75X1,78 VITON | 5
65074283 | O-RING 2087 D21,95X1,78 NBR | 6.48
65074286 | O-RING 4412 D104,37X3,53 | 5.18
65074289 | GASKET/PLATE ELECT. 28X19 OBLONG 7,5X5,5 | 5.08
65074291 | GASKET/HOLDER-ELECT. 22X14X1 D8,5+D4,5 | 5
65074293 | GAS NOZZLE NATURAL GAS G20-25 BLU170 250/ECO | 70
65074295 | SET TIGHTNESS CONTROL DUNGS VPS 504 | 558.25
65074296 | SET GASKET IN VITON FOR PUMP SUNTEC SERIE AS c | 51.77
65074298 | ELASTIC BAND 15X150X0,5/CAM R 85 | 17.86
65074299 | ELASTIC BAND 20X205X0,5/CAM R 11 | 13.2
65074300 | LENTE 9A1 Elettrospring D=10 ORANGE | 6
65074301 | LENTE 9A1 Elettrospring D=10 RED | 6
65074303 | MAGNET ART.144/180 VCC INT. ERM.100 | 131.95
65074304 | MANOMETER CEWAL R1/4 D50 40 BAR 91490050 | 47.71
65074306 | JACK GRANDE FOR HEAVY OIL | 81.71
65074307 | MICROINT.CROUZET 83133002 IW2 LEVER 54E R | 37.56
65074309 | CONTACTOR BG0910A 230/50-60H | 62.93
65074313 | WIELAND PLUG 4P BLACK COVER | 8.79
65074316 | WIELAND PLUG 7 P | 8.53
65074319 | ELECT.TERMINAL BLOCK MAMMUT 8 P. M OK434/08 FV | 26.8
65074326 | MOTOR 0,1KW230V D12,7 N3 | 128.91
65074333 | MOTOR 0,05KW230V D12,7 M42/2066-32 | 137.03
65074346 | MOTOR 0,55KW230V D12,7 M CD13/30 | 252.74
65074358 | ACTUATOR SQM 50.381 A2 15S | 980
65074361 | ACTUATOR SQN 30.121 A2 4,5S | 400
65074362 | ACTUATOR SQN 30.151 A2 4,5S | 260.86
65074363 | ACTUATOR SQN 30.251 A2700 12S | 260.86
65074364 | ACTUATOR SQN 31.401 A2 30S | 406
65074367 | ACTUATOR SQN 70.244 A20 4,5S | 234.47
65074370 | ACTUATOR UGV MT.4002 B2024 | 864.78
65074371 | ACTUATOR UGV MT.4002 B1016 | 375.55
65074372 | ACTUATOR UGV MT4003C 1013 | 761.25
65074376 | COMB.HEAD ADJUSTMENT | 15
65074377 | CORE NBR/SOLEN. VALVE. M&M ART. 83053200B | 18
65074378 | NOSE CONE TYPE 1310-4 . | 1.5
65074380 | O-RING D100/96X2/4,5 | 12
65074381 | PANEL INSTRUMENT CARRIER CASING C4S Blu PR SER | 21.21
65074383 | DISK/BURNER HEAD POLICOM M16X1 D.6 | 29
65074386 | DISK D18.5/4.4X2 NYLON | 13.2
65074387 | DISK | 14.72
65074388 | DISK/VERSION NATURAL GAS D18.5 D1 | 3.05
65074391 | SPINDLE / PIPE D5X40 | 1.09
65074392 | SPINDLE / PIPE D6X40 | 4.06
65074394 | PLATE/LEAK. CONTROL VPS 504 75x70X2 | 74.1
65074396 | PLATE ADJUSTMENT AIR EST.HOUS.d12 5/180 (+ | 5.08
65074398 | PLATE ADJUSTMENT AIR INT.HOUS.d 1 25 WITH FE | 4.97
65074400 | OIL PUMP BFP 11 R3 071N0145 | 101.5
65074402 | OIL PUMP VM 1 RL1-1/4 2PLF84230 | 157.33
65074410 | OIL PUMP AN 77 A 72552P | 147.18
65074414 | OIL PUMP AS 67 B 74493P0500 | 150
65074415 | OIL PUMP AT2V 45 A+C95472P0500 | 150
65074417 | OIL PUMP D 57 A 73543P | 161.89
65074420 | OIL PUMP E6 NC 1069P HT | 447
65074422 | OIL PUMP TA 2C 40105 | 1350
65074426 | FUSE CARRIER OF PAN.TYPE FH42 (Grande) | 15
65074427 | NOZZLE CARRIER SQUAREE MAIOR TYPE *96 | 54.51
65074428 | NOZZLE CARRIER | 23.65
65074429 | CAM GAS CPL. | 187.78
65074430 | NOZZLE CARRIER FPHB 3 DANFOSS | 83.94
65074432 | HEATER HOUSING D100-125 | 14.21
65074433 | AIR PRESSURE PLUG D1/8 CL ART.2601 De=8 Di=4. | 2.44
65074434 | AIR PRESSURE PLUG D1/8 WITH ATT.d6 L 20 | 3.55
65074435 | PRESSURE PLUG DA 1/8 | 10.9
65074436 | PRESSURE PLUG M5 L 23 ART. 2601 4,5 | 14
65074438 | RUBER FUNNEL D4 / IGNIT. CABLE D7 VIEMME art.02 | 6
65074439 | CABLE GLAND TYPE CAR 107/Z PG9/ACTUATOR | 25.58
65074440 | CAP WIREDRAW CAR 108/PG 9 . | 10
65074445 | AIR PRESS.SWITCH GW 3 A4 0,4-3MB | 80
65074449 | AIR PRESS.SWITCH LGW 10 A2P 1-10MB | 62.8
65074454 | GAS PRESS.SWITCH GW 50 A2 2,5-50MB | 173
65074457 | GAS PRESS.SWITCH SIT 360.002 | 63
65074459 | PROTECTION UP AIR BOX165x137 FU | 35.93
65074462 | UNION GASTRAIN NIPPLE 1 1/2X1 1/2 HOUS.d180 | 63.95
65074463 | UNION GASTRAIN BRASS NIPPLE ES 27X46 1/2X1/2 G | 18.27
65074468 | UNION WITH SLEEVE 1/2X270 | 41.5
65074469 | UNION WITH 3 SLEEVES M24 L 100 | 61.31
65074471 | UNION CL ART. 1050 1/8 SOLO BODY CSE | 14
65074474 | UNION CL ART. 1303 1/8-4 | 2.9
65074476 | UNION CL ART. 2020 1/2 | 22.33
65074477 | UNION CL ART. 2070 1/4-1/4-1/4 | 5.43
65074479 | UNION CL ART. 2520 1/8-1/8 WITH SEAT p | 3.6
65074481 | UNION CL ART.1020 1/8 SOLO BODY SEAT | 9.12
65074482 | STRAIGHT UNION HEAVY OIL 12L-1/4 cod. 1101 | 14.92
65074485 | SUPPLY RECTIFIER AC/DC 220/50 SYEN | 55.01
65074486 | CONTROLLER OF PRESSURE IN BRASS OILFLA | 16.85
65074491 | THERMIC RELAY AEG 3-4,7A E-Nr-910-343-11 | 64.96
65074492 | THERMIC RELAY LOVATO RF25 14-23 A | 96.43
65074493 | THERMIC RELAY LOVATO RF9 1,4-2 ,3A 2V3 | 84.35
65074494 | THERMIC RELAY LOVATO RF9 2-3,3 A | 86.28
65074495 | THERMIC RELAY LOVATO RF9 3-5A | 86.28
65074496 | RESISTOR 3X500 L A mm 258 | 430.8
65074497 | RESISTOR 3X1000(A=3X450-B=3X550 )3000W. 2 | 480
65074498 | RESISTOR 3X1550(A=3X750-B=3X800 )4650W. 2 | 425
65074500 | RESISTOR 3X2350(A=3X1000-B=3X1350)7050W | 670
65074501 | RESISTOR 3X3000(A=3X1350-B=3X1650)9000W | 670
65074502 | RESISTOR 3X3500(A=3X1500-B=3X2000)10500W | 670
65074504 | RESISTOR 8X60 W100 230V INOX | 22.9
65074506 | RESISTOR D 12X58 W50 CABLE L1800 | 54.4
65074509 | RIVET RICHCO SR-5085-BK FOR CASING C4 | 13.1
65074513 | WASHER COPPER D 19X18.5X1 | 14
65074515 | WASHER COPPER D 24,5X29,5X1,5 | 20.4
65074516 | WASHER COPPER D 24X30X2 | 12.18
65074520 | TANK HEATER D139.7X335 OILFLAM 30 FIN | 312
65074521 | TANK HEATER D139.7X410 OILFLAM 50 FIN | 348
65074523 | TANK HEATER D168.3X610 OILFLAM 120 FI | 495
65074524 | TANK HEATER INF. D168.3X610 OILFLAM 3 | 488
65074525 | TANK HEATER SUPPORT D168.3X610 OILFLAM 3 | 488
65074529 | AIR FLAP | 36.13
65074530 | AIR ADJUST OUT SNORKEL | 18.27
65074531 | AIR FLAP ALU.EN ASP. (MINOR 4-5-8 Germ | 3.8
65074533 | SILENCER HOUSING D260 ASP.LAT. 216 X 300 C/FAR | 303
65074538 | SILENCER HOUSING D380 | 1182.48
65074540 | AIR SENSOR SIEMENS NFT-PT 1000/18 L 180m | 690.2
65074546 | INSULATION/COVER HOUS.d 100/IGNITION TRANSFO.PIC | 10
65074552 | CORE+ COIL/SOLEN. VALVE PUMP SUNTEC AS | 86.28
65074555 | CORE/SOLEN. VALVE PUMP SUNTEC AL35 9526 | 91.35
65074556 | CORE/SOLEN. VALVE P.SUNTEC AS47-67-AT2 | 72.07
65074557 | HOLDER ELECTRODE FOR AZUR T.MULTIGAS | 10.27
65074562 | CABLE GLAND TYPE CAR 106/PG 9 | 7.2
65074565 | CAP PVC FOR AIR PLUG | 2
65074568 | CAP DECHARGE ON HEATER 17X 1/4" GAS C | 13.91
65074569 | CAP ON HEATER D17X 1/4" HEAVY OIL | 11.88
65074572 | THERMOMETER IMIT sc.0-200 cap.L2000 WITH CLAMP | 22
65074573 | THERMOSTAT IMIT TR2 40/200 SCREWDRIVER ADJUST | 39.59
65074574 | COMBUSTION HEAD ALUMINIUM LPG/SERENA 1 -2-3 1-2F | 67.19
65074577 | IGNITION TRANSFO. T8 2X13 220V L1300 50H | 165
65074586 | TUBE VIPLA/PLUG AIR EST .d7 INT.d | 13.2
65074587 | OIL HOSE NW 4X1000 A 1/4" GBIS 1/4" | 22.33
65074589 | OIL HOSE PARIGI NW 4 MG | 25.58
65074590 | OIL HOSE PARIGI NW 4 CFc 1/4" Fc 3/8 10 | 18.78
65074592 | OIL HOSE TN 10X1200 3/8 G/BIS 3/8 A | 15
65074595 | OIL HOSE TN 25X1500 1 G/BIS 1 A | 41.31
65074596 | OIL HOSE TN 6X1000 3/8 G/BIS 1/4" K | 20.81
65074603 | TUBE PUMP /NOZZLE ROD D12 X 1 ZINGUE | 71.05
65074604 | TUBE PUMP /NOZZLE ROD D4X1 MINOR 12 TL/CROSSPIECE | 11.88
65074605 | TUBE PUMP /NOZZLE ROD D4X1 SHORT HEAD/CROSS. | 19.29
65074607 | TUBE PUMP /NOZZLE ROD D4X1 L290/CROSSPIECE | 5.6
65074608 | TUBE | 21.72
65074609 | TUBE PUMP /D6/SET VPS DUNGS ON VALVE SV | 27.51
65074611 | TUBE SUPPORT HEAD D14 L 112 (Azur ecosilen | 22.84
65074620 | TUBE/AIR BOX D8X110 HOUS.d | 9.74
65074733 | GAS VALVE EG12-S/GMO | 123.83
65074740 | GAS VALVE MB-DLE412 B01 S50 RP1"1/4 | 639.45
65074744 | GAS VALVE MB-ZRDLE410 B01 S50 RP1" | 903
65074746 | GAS VALVE MV-D220/2 RP2" | 393
65074748 | GAS VALVE SV507 RP3/4" | 248.47
65074757 | GAS VALVE TV4985A 1002B | 192.04
65074758 | GAS VALVE VK4125 V1013 | 254.46
65074759 | GAS VALVE VG15 LD31 RP1/2" | 304
65074760 | GAS VALVE SIT828 NOVAMIX | 304.5
65074763 | GAS VALVE SIT836 TANDEM | 233.45
65074766 | ONE WAY SHUTTER/HEAVY OIL ART. FZVR10 3/8 | 108.91
65074768 | FAN WHEEL D108 X50 D12,7 | 15.83
65074770 | FAN WHEEL D120 X60 D12,7 | 18.78
65074772 | FAN WHEEL D124 X60 D12,7 | 24.36
65074773 | FAN WHEEL D120 X40 D12,7 | 14.5
65074774 | FAN WHEEL D160 X52 D12,7 | 25.5
65074775 | FAN WHEEL D160 X62 D12,7 | 27.5
65074776 | FAN WHEEL D180 X40 D12,7 | 44.66
65074777 | FAN WHEEL D180 X50 D12,7 | 39
65074779 | FAN WHEEL D180 X60 D12,7 | 27.5
65074780 | FAN WHEEL D200 X74 D12,7 | 91.35
65074783 | FAN WHEEL D220 X98 D19 | 72.07
65074784 | FAN WHEEL D250 X50 D19 | 121.8
65074785 | FAN WHEEL D250 X84 D19 | 78.63
65074786 | FAN WHEEL D260 X98 D19 | 124.85
65074787 | FAN WHEEL D99 X43 D12,7 | 48
65074788 | FAN WHEEL D120 X50 D12,7 | 17.26
65074790 | SCREEN FOR HOUSING D180 RED | 16.24
65074792 | SCREEN CASING INLET AIR MAX | 2.1
65074793 | SCREWS OF FIXING FORATA FOR OCCHIO A SA | 22.74
65074794 | SCREWS HEX.13 L 16mm/FASC.REG .AIR FUS | 2.73
65074795 | SCREWS HEX. 13 L 23mm.X ADJUSTMENT AIR FLAP HOUS. | 5
65074796 | SCREW ADJUSTMENT HEAD L 45XM8 OT 58 HOUSING D18 | 14.21
65074797 | PLUG-IN BASE BRAHMA SR3-VE3.2-M300-G22-G33- | 27.41
65074799 | PLUG-IN BASE/CONTROL UNIT BRAHMA MF 2 | 20.3
65074801 | PLUG-IN BASE OF CONTROL UNIT LANDIS | 21.11
65074927 | ECONOMETER TERMOCAL | 316.78
65075072 | SENSOR FUMI/TERMOCAL L 3501 | 113.68
65075115 | ALIM. DUNGS / COIL 280-300-4 10 | 106.58
65075119 | CONTROL UNIT G 33 S.O 3 Tv1.5 | 122.4
65075122 | CONTROL UNIT VE 3.2 Tv30 240/50 | 268
65075123 | CONTROL UNIT BHO 61.057H7032 Tv13 | 125
65075124 | CONTROL UNIT BHO 62.057H7034 Tv13 | 125
65075126 | BAFFLE PLATE D230/157X28 6DRIL. | 185
65075134 | SET HEAD LONG A 2 FIAMME OILFLAM 3 | 251.92
65075135 | SET HEAD LONG A 3 FIAMME OILFLAM 4 | 166.05
65075138 | ROD NEEDLE SHORT L 205/GROUP HEAVY OIL F | 48.31
65075139 | ROD NEEDLE SHORT L 329 GROUP HEAVY OIL FUS | 48.31
65075140 | ROD NEEDLE LONG L 270/GROUP HEAVY OIL F | 48.31
65075141 | ROD SUPP.HEAD T.C/T.L D10X66 BLU 500-7 | 21.32
65075142 | ROD SUPP.HEAD TC D10X455 HOUS.280 GAS | 61.92
65075143 | ROD SUPP.HEAD TL D10X355 MODULARIA-PR 3 | 61.2
65075144 | ROD SUPP.HEAD TL.R 10X10X271 MAIOR P60 | 96.43
65075145 | ROD SUPP.HEAD TL.R 10X10X278 MAIOR P45 | 76.13
65075152 | FLAME TUBE D168/180 L275HOUS.d260 | 172.55
65075172 | COIL ELEKTROGAS VMR-VML G1/2"-3/8" | 111.65
65075173 | COIL ELEKTROGAS VMR-VML G3/4"-1" | 143.42
65075174 | COIL BRA E7 18812 240V 50H | 35.53
65075178 | COIL DAN MS113 -MS12V1 230V | 74.6
65075179 | COIL DAN MS11 -MS12V2 230V | 47.71
65075181 | COIL DUN N° 1101 V1 MBZRDLE405-407 | 289.28
65075182 | COIL DUN N° 150 MVB207-407 | 284.2
65075183 | COIL DUN N° 500 MVD2080 | 2639
65075185 | COIL HON VE4015 A200 | 257.81
65075186 | COIL HON VE4025 A200 | 304.5
65075187 | COIL HON VE4040 A200 | 255.78
65075190 | COIL HON VE4050 C200 | 395.85
65075194 | COIL KRS TYP2 VG20/25 | 225.53
65075195 | COIL KRS TYP3 VG40/32 | 284.71
65075196 | COIL KRS TYP5 VG50 | 492.28
65075198 | COIL PAR KT09 304639 230V 50H | 13.6
65075199 | COIL PAR ZH14 | 46.18
65075200 | FLAME TUBE D242 L375HOUS.d320 | 217.41
65075201 | FLAME TUBE D139 L298HOUS.d180 | 181.79
65075202 | FLAME TUBE D139 L355HOUS.d180 | 153.87
65075203 | FLAME TUBE D139/160/147 L235HOUS.d180-260 | 138.04
65075204 | FLAME TUBE D139 L395HOUS.d180/260 | 185.14
65075205 | FLAME TUBE D159/180 L210HOUS.d260 | 142.1
65075206 | FLAME TUBE D168/190 L210HOUS.d260 | 158
65075208 | FLAME TUBE D193 L331HOUS.d260 | 189
65075209 | FLAME TUBE D193/215/200 L345HOUS.d260 | 204.22
65075210 | FLAME TUBE D168 L440HOUS.d260 | 182.7
65075211 | FLAME TUBE D168/190/170 L480HOUS.d260 | 187.78
65075212 | FLAME TUBE D193 L481HOUS.d260 | 222
65075214 | FLAME TUBE D274 L285HOUS.d320 | 414.12
65075215 | FLAME TUBE D244 L585HOUS.d320 | 616.82
65075217 | FLAME TUBE D219 L500 | 234.47
65075219 | FLAME TUBE D89/80/67 L110 | 56.84
65075222 | FLAME TUBE D89 L184 SILEN.TYP1 | 126.77
65075223 | FLAME TUBE D89/80 L187 | 57.86
65075224 | FLAME TUBE D102/112 L155 | 50.75
65075225 | FLAME TUBE D102/112 L211 | 91.15
65075226 | FLAME TUBE D139 L128HOUS.d180 | 179
65075227 | FLAME TUBE D216/250/220 L400 | 332.92
65075228 | FLAME TUBE D240/230/290/260 L388 | 560
65075229 | FLAME TUBE D270/320/290 L433 | 740
65075230 | FLAME TUBE D240/230/290/260 L588 | 755.77
65075231 | FLAME TUBE D240/270/320/290 L623 | 990.74
65075232 | UNION CURVE 3P.CHROM. ART.5200 DA 1/ | 36.03
65075234 | STOP RING D12X20/ELECTRODE | 5.28
65075235 | CENTRING RING D8,5/7X15/ELECTRODE | 5.48
65075241 | CABLE SOL.VALVE+PLUG3P 3X0,75 L500COD071 | 6
65075242 | CABLE SOL.VALVE PAR - SIR L1000 | 17.76
65075243 | CABLE MOTOR+PLUG 3P 90° 3X0,75 L360 | 7.5
65075244 | CABLE MOTOR+PLUG 3P 3X0,75 L360 | 11
65075245 | CABLE IGNIT.TRANSFO+PLUG 3P 3X0,75 E820 | 8
65075247 | CABLE CONNECT BLU-ECOMAX L1750 | 31
65075249 | IGNITION CABLE D7/D7 L290 | 13
65075250 | IGNITION CABLE D7/D4 L630 | 8
65075271 | CONTACTOR AEG LS11K.00 E-Nr 910-304-252 | 93.38
65075272 | CONTACTOR TRIPOLARE BF25.00 220/230V 50 | 115.1
65075273 | CONTACTOR TRIPOLARE BF3800A230 | 165.55
65075278 | COVER OF PROTECTION RESISTOR | 137.33
65075279 | COVER OF PROTECTION/PRERISC .IDROFLAM | 38.1
65075280 | COVER PVC FORATA TYPE SNORKEL D 70X35(I | 17.76
65075288 | BAFFLE PLATE D125/50X12 12SL | 45
65075290 | BAFFLE PLATE D80/26X40 8SL | 25.88
65075291 | BAFFLE PLATE D101/26X47 10SL | 24.5
65075292 | BAFFLE PLATE D120/40 12/24SL | 85.56
65075293 | BAFFLE PLATE D142/45 15/15SL | 101.5
65075294 | BAFFLE PLATE D142/52 15/48SL | 101.5
65075295 | BAFFLE PLATE D70/26X40 8SL | 12.79
65075296 | BAFFLE PLATE D80/24X59 8SL 4 BUG. | 25.88
65075298 | BAFFLE PLATE D213/80 24SL TK70 | 147.18
65075299 | BAFFLE PLATE D115/60 12SL | 48.92
65075300 | BAFFLE PLATE D165/50 24SL | 93.38
65075301 | BAFFLE PLATE D200/50 24SL 18DRIL. | 93.38
65075302 | BAFFLE PLATE D92/36 12SL | 18.78
65075303 | BAFFLE PLATE D90/44 12SL FRONT | 35.53
65075304 | BAFFLE PLATE D108/35 18SL 3DRIL. | 116.73
65075306 | BAFFLE PLATE D200/80 24SL | 49.74
65075307 | BAFFLE PLATE D210/80 24SL | 54.81
65075308 | BAFFLE PLATE D230/80X20 24SL 18DRIL. | 167.48
65075309 | BAFFLE PLATE D230/80 24SL 18DRIL. | 47.71
65075310 | BAFFLE PLATE D158/90 21SL REAR | 34.61
65075311 | BAFFLE PLATE D70/19X10 3SL | 8.9
65075312 | SWIRLER D70/18,5X10 REAR 8DRIL. | 19.29
65075313 | BAFFLE PLATE D92/70,5 21SL REAR | 12.69
65075314 | BAFFLE PLATE D97/70,5 21SL REAR | 10.35
65075315 | BAFFLE PLATE D95/70,5 21SL REAR | 14.62
65075316 | TIGHTNESS CONTROL TC106 | 421.33
65075317 | SPACER CONED FOR GRID D10X60 (Azur LPG | 5.53
65075318 | DISTRIBUTOR HEAD DISK D25X11 N^10 FO | 16.24
65075335 | IGNITION ELECTRODE D8X100 d6,4 D1,65 | 11.17
65075338 | WAISTBAND CONIC D101,5X190 SHORT HEAD | 111.65
65075339 | WAISTBAND CONIC D101,5X290 LONG HEAD | 45.68
65075340 | COMBUSTION ADJUST HEAD | 83.7
65075359 | STRAINER ELEMENT FOR GAS VALVE MBDLE 403 | 67.8
65075360 | OIL FILTER 1/4" ART.70452-006PG C/STA | 38.87
65075361 | FILTER INTERFERENZIALE COD.EE6 50034/G | 157.22
65075363 | HEAVY OIL FILTER 1 X1 300um Mod.70501/03 GRA | 258.83
65075368 | FLANGE D75X2,5 FRONT DISK HEAD | 12.79
65075370 | FLANGE D144/109/61X25 RIDUCER HEATER | 131.85
65075372 | GASKET/BURNER FLANGE 170X145X4 D105 | 5.45
65075374 | GASKET/BURNER FLANGE 177X144X4 D105 | 7.11
65075375 | GASKET/BURNER FLANGE 178X138X8 D90 | 13.4
65075376 | GASKET/BURNER FLANGE 300X300X10 D225 | 25.98
65075377 | GASKET/BURNER FLANGE 178X163X3 D114 | 15.23
65075380 | BREAK HYDRAULIC H12/3 (MB ZRDL AND 410-412 | 137.03
65075382 | COUPLING D29X18 HOUS. D280-32 | 13.09
65075383 | COUPLING 02S ART. 38-101208 | 116.73
65075384 | COUPLING D65/53/14X57,5 | 100.08
65075385 | COUPLING D65/38/12X25 FAN WHEEL | 197.93
65075389 | GROUP AIR RECYCLING HOUS.d125 W.O. FLAP | 32
65075393 | GROUP BAFFLE PLATE BLU 120 T.MULTIGAS (DEW | 77.14
65075427 | GROUP RESISTANCE OILFLAM 50.1 230/400/5 | 565.05
65075429 | GROUP HEAD AZUR 0 TC NATURAL GAS FUS D 100 (no | 260
65075436 | GROUP HEAD AZUR 60 TL POLICO MB. OMOLO | 260
65075437 | GROUP HEAD AZUR 80-BLU 120 TC LPG HOUS. | 260
65075443 | GROUP HEAD AZUR SERENA 4 1-2 F MET-LPG | 295
65075445 | GROUP HEAD BLU 120 TL POLICO MB. OMOLO | 260
65075448 | GROUP HEAD BLU 170 TC LPG HOUS.d 180 | 365
65075452 | GROUP HEAD BLU 170 TC Vers. 98 CE GN G | 365
65075460 | GROUP HEAD BLU 1700.1-2000.1 TL F.d | 940
65075461 | GROUP HEAD BLU 250 TC LPG HOUS.d 180 | 365
65075464 | GROUP HEAD BLU 250 TC Vers. 98 CE GN G | 365
65075472 | GROUP HEAD BLU 250 TL Vers. 98 CE LPG | 303
65075473 | GROUP HEAD BLU 3000.1 TL MET F.d | 1167.25
65075474 | GROUP HEAD BLU 3000-MODULAIR P300 TC F | 1167.25
65075475 | GROUP HEAD BLU 3000-MODULAIR P300 TL F | 1167.25
65075483 | GROUP HEAD BLU 500/R ECOMAX TL ADJUST | 334.95
65075486 | GROUP HEAD BLU/MODULAIR 1200 1400 NATURAL GAS | 609
65075487 | GROUP HEAD BLU/MODULAIR 1700 -2000 TC | 1167.25
65075488 | GROUP HEAD BLU/MODULAIR 1700 2000 TL F | 1720
65075491 | GROUP HEAD BLU/MODULAIR 500 NATURAL GAS TC CE | 497.35
65075509 | COMBUSTION HEAD | 178.64
65075512 | COMBUSTION HEAD | 219.24
65075523 | GROUP HEAD MAIOR P150 TC.R HOUS.d280 | 304.5
65075524 | GROUP HEAD MAIOR P150 TL.R HOUS.d280 | 304.5
65075525 | GROUP HEAD MAIOR P200 TC.R HOUS.d280 | 304.5
65075526 | GROUP HEAD MAIOR P200 TL.R HOUS.d280 | 304.5
65075531 | COMBUSTION HEAD | 171.54
65075535 | GROUP HEAD MINOR 1.1 TL R HOUS.d 100 | 191.84
65075540 | GROUP HEAD MINOR 12.1 TL HOUS. D 125 | 170
65075543 | GROUP HEAD MINOR 30 TC ITALIA+EXPORT | 170
65075549 | GROUP HEAD MINOR 8.1 TC HOUS.d 125 | 170
65075551 | GROUP HEAD MINOR 8 TL HOUS.d 125 | 170
65075552 | GROUP HEAD MINOR 8.1 TC RISC. | 228.38
65075563 | GROUP HEAD OILFLAM 20.1-30.1 TL HOUS.1 | 862.75
65075567 | GROUP HEAD OILFLAM 30 2F TC HOUS.181 | 862.75
65075570 | GROUP HEAD OILFLAM 50/R 1F ECOMAX HOUS. | 740.95
65075571 | GROUP HEAD OILFLAM 500.1 TL HOUS.381 | 1618.93
65075574 | GROUP HEAD OILFLAM 50.1-80.1-120.1 TL | 913.5
65075583 | GROUP HEAD OILFLAM/IDROF.300 2F TC Fus | 994.7
65075586 | GROUP HEAD OILFLAM/IDROF.400 3F TL Fus | 994.7
65075589 | GROUP HEAD/BURNER SER.1-2 NATURAL GAS 1F-2F | 225
65075593 | GROUP HEAD/BURNER SER.3-4 2F OIL V | 228.38
65075597 | GASKET/GASTRAIN D142/89X3 DN80 | 18.47
65075601 | GASKET/GASTRAIN D73/55X2 | 2.4
65075604 | GASKET/CELL D45X25X1 D6 | 1.5
65075606 | GASKET/BURNER FLANGE 380X380X8 D250 | 28.42
65075607 | GASKET/MOTOR PLATE 50X41/32X1 | 5.08
65075609 | O-RING D62/HYDRAULIC JACK H.OIL VITON | 8.12
65075610 | UNIPOLAR SWITCH I-II 811607208 6 | 1.75
65075611 | SET LEAK PART/PUMP E4NC -E6NC-E7N | 261.87
65075612 | SET GASKET IN VITON FOR PUMP SUNTEC SERIE AL c | 53.8
65075614 | MANOMETER CEWAL R1/4 0-100 BAR art.91492 | 47.71
65075621 | OIL JACK HOUS. D. 260-28 | 96.93
65075622 | JACK AQUAMATIC . | 133.47
65075623 | OIL JACK HOUS. D. 180 | 89.62
65075674 | SPRING BLU/ST 65-80 E473 | 47.6
65075675 | SPRING YELLOW/FSD 2 E631 | 17.36
65075676 | SPRING RED/FSD 1 E1211 | 14.31
65075677 | SPRING RED/FSD 2 E619 | 22.03
65075678 | WIELAND PLUG 4P WITHOUT COVER | 18
65075679 | ELECT.TERMINAL BLOCK 4P. HOUS. D100-125 GAS | 5
65075680 | ELECT.TERMINAL BLOCK 4P. HOUS. D100-125 OIL | 5
65075681 | ELECT.TERMINAL BLOCK 4 P HOUS. D180 1F | 5
65075682 | ELECT.TERMINAL BLOCK BK12 WEIDMULLER T. 1989.2 | 22.84
65075683 | ELECT.TERMINAL BLOCK BK6 WEIDMULLER T.1 953.2 | 12.18
65075688 | MOTOR 7,5KW400V D38 B5 | 862.85
65075712 | MOTOR 0,55KW230/400V D12,7 T31/3011 | 268.98
65075733 | ACTUATOR SQM 10.16502 | 574
65075734 | ACTUATOR LKS 210 P4 | 848.03
65075739 | GAS NOZZLE D59x50 C/12 F.d4 BLU 4000.1/6000 | 50.75
65075741 | SLEEVE DRILLED FOR GROUP HEAVY OIL HOUS.d 260 | 11.88
65075742 | SLEEVE NEEDLE HOLDER/GROUP HEAVY OIL | 20.3
65075743 | INSPECTION GLASS TO WELD EN BRASS OILFAM 50-80- | 16.24
65075757 | DISK/BURNER 33x33 D5 ALUMINIUM | 15.23
65075758 | DISK/VERSION NATURAL GAS D15 D5,5 | 16.85
65075759 | DISK D18.5/3X2 NYLON | 13.2
65075760 | DISK D18.5/3.5 .p.2 NYLON | 5.89
65075761 | DISK D18.5/4X2 NYLON | 13.2
65075762 | DISK D18.5/5.2X2 NYLON | 13.2
65075763 | DISK D18.5/6X2 NYLON | 5.5
65075764 | DISK/VERSION NATURAL GAS D18.5 D1 | 3.05
65075765 | DISK/VERSION NATURAL GAS D18.5 D6 | 3.25
65075766 | DISK/VERSION NATURAL GAS D18.5 D9 | 5.5
65075767 | WATER PUMP T.ARK 9.09 DX | 2107.95
65075773 | OIL PUMP AJ6 AC 10002P | 172.55
65075774 | OIL PUMP AJ6 CC 10004P | 166.46
65075776 | OIL PUMP J6 CCC 10014P | 380.63
65075779 | PRESSURE PLUG DA 1/4 | 10.9
65075784 | UNION/OIL HOSE TN 18X1200 F/3 3 /4X1/2 | 5.38
65075786 | UNION HEAVY OIL TN94-12LR 1/4"art.5102031 | 32.28
65075787 | UNION HEAVY OIL TN94-12LR 3/8 | 40.9
65075789 | PRESSURE CONTROLLER T. AR19 COD. 89 6/PUMP | 157.22
65075790 | PRESSURE CONTROLLER BP KG.10 RG009. 01 | 56.84
65075791 | PRESSURE CONTROLLER BP KG.100 RG300 .10 | 1289.05
65075792 | PRESSURE CONTROLLER BP KG.30 RG012. 00 (RECA | 199.96
65075793 | PRESSURE CONTROLLER BP KG.50 RG200. 11 Pres.E | 964.25
65075794 | PRESSURE CONTROLLER TF KG.70 RG750. 12 35 MBAR | 1979.25
65075796 | RELAY FINDER MINI 40.52 5A-230V 2 CONTA | 43.65
65075797 | THERMIC RELAY AEG 1.35-2A-010E-Nr-910-343-10 | 54.81
65075798 | THERMIC RELAY AEG 14,5-18A B18K-180 | 54.81
65075799 | THERMIC RELAY AEG 4-6,3A B18K-063 | 86.28
65075800 | THERMIC RELAY LOVATO RF25 3-5A | 86.28
65075801 | THERMIC RELAY LOVATO RF25 4,5. 7,5A | 86.28
65075802 | THERMIC RELAY LOVATO RF25 6-10 A | 87.9
65075803 | THERMIC RELAY LOVATO RF25 9-15 A | 86.28
65075804 | THERMIC RELAY LOVATO RF9 4,5 - 7,5A | 84.35
65075805 | THERMIC RELAY LOVATO RF9 6-10A | 86.28
65075806 | THERMIC RELAY LOVATO RF95 20 - 33 Amp. | 138.04
65075807 | THERMIC RELAY SIEMENS 1/1.6A art.3UA7021 | 59.89
65075812 | RESISTOR 3X2350(A=3X1000-B=3X1350)7050W | 670
65075814 | RESISTOR 3X3500(A=3X1500-B=3X2000)10500W | 595
65075816 | RESISTOR 3X600 (A=3X250-B=3X350 )1800W. 2 | 430.8
65075820 | WASHER FOR HEAVY OIL/GROUP FU | 6.7
65075821 | WASHER/SOLEN. VALVE. M&M ART. 423101T00 | 6.7
65075822 | WASHER COPPER D 27X21X1,5 coD.43204 | 6
65075823 | TAP ESCL.MAN.FT 291 1/4"90 | 64.15
65075824 | CONTROL PANEL VALVE VQ 1"1/2 | 135.3
65075853 | EXTERNAL SENSOR QAC22/RWF40 | 147.18
65075855 | SENSOR 1/2 TR1 PT.1000 L 30 mm.6 | 365.4
65075859 | WARNING LIGHT 28H2050178 RED D.9 | 15
65075860 | WARNING LIGHT 28H240040T ORANGE D.9 | 2
65075871 | CORE/SOLEN. VALVE PUMP DANFOS S MS11 R3 | 60.9
65075873 | CORE/COIL PARKER GM120.8 JB18 | 98.46
65075874 | SUPPORT NEEDLE ROD/COIL M&M L 30/GR | 23.75
65075875 | SUPPORT NEEDLE ROD/COIL MeM L 22/GR | 11.98
65075880 | TIMER RELAY FINDER cod. 85.04.8.240 | 123.83
65075881 | TIMER RELAY TC 82 (CDC) | 147.18
65075882 | COMBUSTION HEAD ALUMINIUM LPG/SERENA DRILLING D3.0 | 167.98
65075883 | GAS HEAD SHORT BLU 500 (700 1000 NO CE) | 157.33
65075884 | COMBUSTION HEAD HOUS. D 125 NATURAL GAS AZUR 80-BLU | 162.4
65075885 | COMBUSTION HEAD HOUS. D 180 (12 Fer./Blu 250) | 158
65075886 | COMBUSTION HEAD HOUS. D 180 TC. (L273 4 DRILLING D | 152.25
65075888 | GAS HEAD HOUS.320-380 D84 L 235 C/6 TUBI | 456.75
65075889 | COMBUSTION HEAD HOUS.d 320 WITH ANELL0 D 200 | 195.08
65075890 | COMBUSTION HEAD HOUS.d 320 WITH ANELLO D 230 | 294.35
65075892 | GAS HEAD LONG BLU 500 CPL | 213
65075895 | IGNITION TRANSFO. T8 2X13 220V L1300 60H | 170
65075897 | TRANSFORMER CED MONOF. SECURITY 50V A | 52
65075898 | IGNITION TRANSFO. 1020 CM 120V L1140 50H | 93.38
65075899 | IGNITION TRANSFO.1020CM220V L1140 60H+PL | 77.65
65075900 | IGNITION TRANSFO. 1220 CM 230V L960 50H | 82.72
65075902 | IGNITION TRANSFO. E820 CM 220V L380 60H | 53.8
65075904 | IGNITION TRANSFO. E820 PM 220V L380 60H | 53.8
65075907 | TUBE VIPLA/PLUG AIR EST .d9 INT.d | 15.23
65075909 | OIL HOSE CARBO/TRECC 25X1500 1 | 119.77
65075910 | OIL HOSE PARIGI NW 4 CFc 1/4" Fc 1/4" 10 | 23.25
65075911 | OIL HOSE PARIGI NW 4 RO 14X1 4 Fc 3/8 | 33.19
65075914 | OIL HOSE TN 18X1500 3/4G/BIS-3/4A P32 | 173.57
65075917 | OIL HOSE TN 6X450 RAC A 1/4"RAC GBIS 1 | 21.72
65075920 | TUBE SUPPORT HEAD HOUSING D 260 BLU 500-700-10 | 158
65075921 | TUBE SUPPORT HEAD HOUSING D 320 TL BAFFLE PLATE | 406
65075923 | TUBE VENTURI WITH SOCKET OF PRESSURE HOUSING | 17.5
65075955 | GAS ACTUATOR SKP15.000E2 W.O.END COURSE | 380
65075959 | GAS VALVE MV-D2080/3 DN80 | 1667
65075964 | GAS VALVE MV-DLE207/5 RP3/4" | 279
65075965 | GAS VALVE MV-DLE2080 DN80 | 1746
65075967 | GAS VALVE VML2 RP3/4" DN20 | 203
65075978 | GAS VALVE VG15 ND31 RP1/2" | 150
65075979 | GAS VALVE VG20 ND31 RP3/4" | 165
65075986 | VARISTOR VZ14 D471KSB D=14mm 300 V | 13.39
65076007 | FAN WHEEL D160 X50 D12,7 | 32.18
65076008 | FAN WHEEL D160 X50 D12,7ALU | 42.63
65076009 | FAN WHEEL D180 X40 D12,7ALU | 36
65076011 | FAN WHEEL D200 X74 D19WELDED | 62
65076012 | FAN WHEEL D250 X84 D24WELDED | 124.85
65076013 | FAN WHEEL D260 X110 D24WELDED | 124.85
65076014 | FAN WHEEL D260 X98 D24 | 165.45
65076015 | FAN WHEEL D280 X140 D28 | 137.03
65076018 | FAN WHEEL D320 X150 D38 | 171.33
65076019 | TUBE VENTURI D8 AZUR 100 | 12.18
65076020 | SCREW FOR ADJUSTMENT HEAD MOBILE D12X33.5 F | 7.3
65076021 | PLUG-IN BASE FINDER art.90.22SMA / TIMER | 11.17
65076023 | PLUG-IN BASE/DISP.CONTR.LDU 11 | 32.48
65076025 | PLUG-IN BASE/RELAY TYPE 9472SMA (R.5532) | 15.23
65076026 | PLUG-IN BASE/RELAY TYPE 9474SMA (R.5534) | 15.23
65076030 | EXTERNAL SENSOR FOR GREENTEST CO D. BB 830 | 329.88
65076032 | ELECT.TERMINAL BLOCK SERENA 1/5 2F GAS-OIL 6 | 15
65076034 | CASING BRIGON MKO 256008 (Co mpl.di St | 1602.48
65100897 | INSPECTION GLASS 26X26X3,3 | 14.5
65100930 | GASKET/INSPECTION GLASS 28X28X2 | 17.56
65100931 | GASKET/INSPECTION GLASS 50X30X2 | 17.56
65100937 | GASKET/BOILER 393X118X8,5 | 15.53
65100940 | CORNICE VIEW BOILER 50X30X4 | 12
65101732 | CONTROL PANEL CMP3-MCU HS MI/MFFI 3S | 221.57
65104997 | KEY HEXAG. DA 13-10/DADI ZINC. | 2.9
65105111 | COMBUSTION ADJUST HEAD | 60.9
65105113 | COMBUSTION HEAD | 218.94
65105114 | GROUP HEAD BLU 250 TC NATURAL GAS HOUS.D 180 | 365
65105116 | COIL SIT 836 967135 220V | 29.44
65105170 | COVER BLOWER | 41.01
65105177 | SLIDE INLET AIR | 112.06
65105200 | SUPPORT AIR PRESSURE SWITCH | 37.56
65105207 | SOCKET D35 DRILL 24 SP.18 | 17.05
65105209 | AIR FLAP | 50.04
65105210 | REDUCTION D60/CASING AIR 87X64 | 11
65105211 | COVER BLOWER OF FUSION D100 | 27.3
65105213 | IONISATION PROBE D8X61 d4 D3X28 90° | 16
65105214 | FILTER BODY AUTOPUL. U21008/01 | 162.4
65105215 | OPERATOR 2 STAGES (3-30 BAR) | 49.74
65105216 | GASKET/FILTER SELF CLEANING 21018 | 3.96
65105218 | O-RING 3081 D20,3X2,62 NBR | 0.6
65105245 | PHOTOCELL MZ770 S | 16.5
65105266 | BAFFLE PLATE D70/24X40 10SL | 30
65105302 | FLAME TUBE D139 L365HOUS.d180 | 329.37
65105324 | FLAME TUBE D125/110/125 L280 | 78.16
65105325 | IGNITION CABLE D4/D4 L500 | 7
65105326 | GROUP HEAD BURNER | 166.26
65105329 | ACTUATOR SSB 61 | 345.1
65105388 | SLEEVE | 19.08
65105389 | HOUSING DRILLING D.100 M.1 SS2-SS90 STANLE | 64.96
65105390 | CERAMIC INSULATION BOILER DOOR | 250.3
65105515 | SQUARE FIXE | 16.75
65105516 | AIR RECYCLING D'AIR HOUS.D180/VENT.160X5 | 26.39
65105581 | FLAME TUBE D102/92 L130 | 49.74
65105595 | SPRING AGA22 (15-120MBAR) | 23.55
65105691 | CONTACTOR AEG LS15K.00 E-Nr 910-304-282 | 152.25
65105692 | CUPPER TUBE | 19.29
65105809 | RELAY | 80.49
65105819 | ELECT.TERMINAL BLOCK 5 P. | 16.44
65105820 | GASKET/GAS VALVE 33X33X2 D18 | 2.4
65105821 | TUBE | 19.08
65105823 | FLAME CUP D217/250/220 L260 | 480
65105897 | ELECTRODO ENCENDIDO | 17
65105898 | ADAPTER RING SNORKEL D80/75 | 7.92
65105916 | INSPECTION GLASS D180 | 2.5
65106003 | GASKET/BURNER FLANGE D90 | 44.15
65106029 | SERVOMOTOR SQN 75.224A21 | 207.06
65106047 | GROUP GASTRAIN MB-DLE 405 40/120 | 493.49
65106241 | SUPPORT MECANICAL CAM MAIOR-OILFLAM | 154.08
65106242 | SPINDLE / STOP-CAM D12X12X27 | 25.17
65106341 | FLAME TUBE D89/76 L240 | 51.77
65106342 | SUPPORT | 20.71
65106343 | TUBE | 30.86
65106344 | SOLEN. VALVE GHE REF.50250194003 WATER | 23.35
65106406 | GROUP HEAD BURNER | 258.83
65106415 | BURNER FLANGE D166 HOUS.D260 | 63.13
65106416 | BURNER FLANGE D166 HOUS.D260 | 63.13
65106417 | GROUP HEAD BURNER | 586.67
65106420 | RELAY | 73.08
65106473 | FLAME TUBE D193/215/200 L495HOUS.d260 TL | 269
65106483 | LEVEL PROBE | 104.95
65106672 | RUBBER FUNNEL | 13.2
65106673 | ACTUATOR SQN 31.251 A2700 12S | 284.2
65106735 | AIR FLAP | 11.37
65106736 | ROD SUPPORT AIR FLAP PLEX. | 13.91
65106737 | SPINDLE / AIR FLAP D16X27 | 23.85
65106748 | HOUSING FORATA D.100 M.1 INSTANT 26 GREZ | 83.23
65106950 | FLAME TUBE D240/233 L315 | 560
65106951 | FLAME CUP D234/290/260 L345 | 614.08
65106952 | BAFFLE PLATE D220/158 18SLTK67 | 258.83
65106973 | COMBUSTION HEAD | 31.57
65106974 | CAP COMBUSTION HEAD MAX GAS 40-120 | 12.89
65106975 | FLANGE RP3/4" W. PRES. PLUG | 32.89
65106991 | CUPPER TUBE D.6 CIRCULATEUR MINOR 20.1 | 10.35
65107033 | FLAME TUBE D89/79 L85 | 19.39
65107034 | BAFFLE PLATE D80/20 4SL | 18.78
65107035 | FAN WHEEL D120 X42 D12,7 | 17.26
65107036 | FLAME TUBE D89/80/59 L82 | 105
65107037 | BAFFLE PLATE D64/15X62 4SL 8DRIL. | 101.5
65107047 | BAFFLE PLATE D75 12SL | 85.77
65107083 | FLAME TUBE D89/80 L123 | 47.71
65107098 | ACTUATOR SQM 48.497 A9 20NM | 2075
65107099 | ACTUATOR SQM 45.295 A9 3NM | 788.5
65107100 | GAS ACTUATOR SKP 25.003 E2 W.O.END SWITCH | 588.7
65107103 | IGNITION TRANSFO. AGG5.220 230V | 101.5
65107108 | SPINDLE / AIR FLAP 8X8X100 M8 | 22.13
65107109 | SPINDLE / AIR FLAP D8X85 | 17.7
65107142 | FLAME CUP D145/132 L135 | 71.05
65107214 | BAFFLE PLATE D320/179X28 8SL 4DRIL. | 205
65107226 | ADJUST ROD TC HEXAG.7 L 200 C/DUCT MINOR | 24.16
65107228 | ROD SUPP.HEAD T.L. HEXAG.7X249 C/DUCT IND | 21.32
65107229 | ROD SUPP.HEAD T.C. HEXAG.7X192 C/DUCT IND | 16.46
65107230 | ROD SUPP.HEAD T.L. HEXAG.7X233 C/DUCT IND | 21.32
65107233 | SHIELD COVER HOUS.125 MINOR-AZU R DRILLING | 31.26
65107234 | SHIELD COVER HOUS.125 FORO 92 CENTRED | 47.3
65107238 | COVER ALUMINIUM HOUS.D125 CATA. | 34.41
65107239 | SQUARE SUPPORT CONTROL UNIT HOUS.D125 (85X67X22 | 10
65107242 | BOX ELECTRIC TERMINAL 00850 STAGNA (ABB) | 22.13
65107244 | GROUP AIR RECYCLING HOUS.125 2F | 22.53
65107276 | SUPPORT | 26.9
65107277 | COVER HOUSING | 12.89
65107278 | HOUSING D.180 OIL MAIOR P15-P | 111.35
65107279 | AIR FLAP | 13.3
65107280 | SUPPORT COMBUSTION HEAD | 51.87
65107281 | SUPPORT COMBUSTION HEAD | 30.55
65107282 | NOZZLE CARRIER | 106.58
65107283 | SUPPORT COMBUSTION HEAD | 21.82
65107284 | SUPPORT COMBUSTION HEAD | 23.45
65107285 | NOZZLE CARRIER | 29.33
65107286 | HOUSING DRILLING D.180 OIL MINOR 20-30 | 159.36
65107287 | AIR RECYCLING HOUS.D180 C/SURPR.+ALETTA RE | 26.39
65107288 | AIR FLAP ADJUSTMENT INLET AIR | 35.12
65107289 | GROUP CROSSPIECE | 26.39
65107291 | COVER | 166.36
65107294 | GROUP CROSSPIECE | 9.34
65107297 | COVER TERMINAL | 12
65107298 | COMBUSTION HEAD CPL. | 135.3
65107399 | GROUP HEAD MINOR SERENA TOP HOUS. D.100 | 170
65107417 | CUPPER TUBE | 10.66
65107460 | PLUG-IN BASE OF CONTROL UNIT SATRONIC | 22.33
65107462 | FLAME TUBE D89/79 L168 | 47
65107463 | SUPPORT COMBUSTION HEAD | 28.72
65107464 | SUPPORT COMBUSTION HEAD | 27.1
65107465 | SUPPORT | 10
65107466 | PROTECTION | 13
65108238 | GAS VALVE MBC120 DLE RP3/4" | 412
65108298 | OIL HOSE | 44.25
65108304 | MOTOR 0,55KW230V D12,7 M13/3017-54 | 203
65108305 | COMBUSTION HEAD | 1121.98
65108334 | CONNECTION ROD JACK M8X55 | 23.65
65108337 | ACTUATOR SQM 50.481 A2 | 800.33
65108370 | OIL JACK HOUS.160 (BAA1 | 88.31
65108391 | ACTUATOR UGV MT.4001 B1042 | 320.74
65108470 | COVER BURNER MAX GAS 170-250 | 39.38
65108502 | CLP. WIRING AZUR SERENA TERMOROBOT (BEM02 | 42.22
65108503 | BAFFLE PLATE D300/88X28 8SL 50DRIL. | 165.55
65108661 | TUBE | 128.4
65108663 | SUPPORT | 12.18
65108664 | SUPPORT COMBUSTION HEAD | 30.04
65108665 | SUPPORT COMBUSTION HEAD | 19.4
65108666 | TUBE | 79.07
65108667 | TUBE | 196
65108668 | COMBUSTION HEAD | 36.24
65108669 | CAP COMBUSTION HEAD MAX GAS 170-250 | 10.15
65108670 | BAFFLE PLATE D95/25X10 8SL 4DRIL. | 23.35
65108671 | GAS NOZZLE C/4 F.d2.5 MAX GAS 170-25 | 12.38
65108672 | GAS NOZZLE lpg C/4 F.d2 MAX GAS 170-250 | 21.92
65108675 | BURNER FLANGE D125 HOUS.D160 | 35.53
65108676 | SET AIR PRESSURE PLUGS | 24.16
65108726 | SUPPORT | 11.98
65108727 | SUPPORT | 12.99
65108728 | SUPPORT | 12.89
65108729 | FLAME TUBE D89/76 L105 | 59.89
65108730 | FLAME TUBE D89/76 L205 | 78.16
65108731 | FLAME TUBE D89/76 L160 | 50.75
65108732 | FLAME TUBE D89/98/76 L178 | 99.47
65108733 | FLAME TUBE D89/98/76 L258 | 106.58
65108734 | COVER AIR CASING MAX HOUSING D120 | 5.38
65108735 | COVER BURNER MAX GAS 70-120 | 21.92
65108736 | AIR RECYCLING HOUS.d120 MAX | 2.74
65108737 | BAFFLE PLATE D74,6/22X11 4SL 4DRIL. | 15
65108738 | AIR GUIDE MAX GAS 70-120 | 4.16
65108739 | AIR ADJUST | 20.3
65108740 | AIR ADJUST | 20.3
65108741 | TUBE | 21.82
65108742 | TUBE | 22.13
65108743 | TUBE | 22.03
65108750 | AIR ADJUST | 20.3
65108751 | FLAME TUBE D107 L180HOUS.d160 | 65.57
65108752 | FLAME TUBE D107 L280HOUS.d160 | 35.53
65108753 | SUPPORT NOZZLE ROD | 32.89
65108754 | SUPPORT | 38.06
65108755 | SUPPORT | 40.5
65108756 | WAISTBAND ROD | 15.23
65108757 | WAISTBAND ROD | 12.18
65108758 | WAISTBAND D102/90X50/SETTING AIR | 34.51
65108759 | BURNER FLANGE D107 HOUS.D160 | 24.26
65108760 | TUBE | 10.66
65108791 | AIR FLAP | 15
65108814 | AIR ADJUST OUT | 18.27
65108815 | AIR FLAP | 16.95
65108816 | FLAME TUBE D89/79 L143 | 57.86
65108817 | SUPPORT NOZZLE ROD | 16
65108818 | CROSSPIECE CENTRING NOZZLE CARRIER MAX 1 R TL | 11.7
65108819 | SUPPORT | 36.95
65108820 | ADJUST ROD MAX 1 R TL | 47.81
65108821 | AIR FLAP FIXE | 15
65108822 | AIR FLAP FIXE | 15
65108823 | COVER TERMINAL | 6
65108824 | FLAME TUBE D89/59/88 L158 | 123.83
65108825 | BAFFLE PLATE D64/15X62 4SL 4DRIL. | 115.48
65108826 | SUPPORT | 33.6
65108827 | SUPPORT COMBUSTION HEAD | 80.59
65108831 | SUPPORT | 28.62
65108832 | SUPPORT | 28.32
65108833 | AIR FLAP | 40.3
65108834 | FLAME TUBE D89/59/88 L190 | 146.16
65108835 | SUPPORT | 28.32
65108838 | TUBE | 16.95
65108839 | TUBE | 35.83
65108840 | GAS VALVE MBC65 DLE S20 RP1/2" | 225
65108902 | SPINDLE / SPACER JACK D7X60 M6 HEXAG. | 11.47
65109120 | BURNER FLANGE D137 HOUS.D260 | 63.13
65109132 | SUPPORT NOZZLE ROD | 16
65109133 | SUPPORT NOZZLE ROD | 20.3
65109134 | NOZZLE CARRIER | 17.05
65109135 | NOZZLE CARRIER | 25.48
65109136 | SUPPORT | 17.05
65109137 | SUPPORT | 16.24
65109141 | SUPPORT NOZZLE ROD | 33.9
65109142 | BAFFLE PLATE D101/26X14 10SL | 13.7
65109143 | BAFFLE PLATE D95/26X10 10SL | 9.85
65109144 | WAISTBAND D108X50/SETTING AIR | 34.51
65109149 | SUPPORT NOZZLE ROD | 42.22
65109151 | SUPPORT | 52.48
65109152 | SUPPORT | 51.46
65109153 | TUBE | 11.17
65109154 | TUBE (2me STAGE) | 6.09
65109155 | TUBE HYDRAULIC SYSTEM | 9.54
65109188 | BAFFLE PLATE D128/31 84+4DRIL. | 61.61
65109193 | SLIDE INLET AIR | 33.6
65109228 | SUPPORT | 23.35
65109229 | SUPPORT | 15.23
65109230 | TUBE | 19.39
65109231 | FLAME TUBE D89/68 L87 | 56.84
65109232 | FLAME TUBE D89/68 L187 | 61.92
65109233 | GASKET/BURNER FLANGE 600X540X10 D373 | 78
65109234 | SUPPORT | 28.32
65109235 | COMBUSTION HEAD | 170.72
65109236 | COMBUSTION HEAD | 170.72
65109237 | SUPPORT | 28.32
65109238 | REDUCTION D80/CASING AIR 87X64 | 6.09
65109239 | GRID AIR BOX 87X64X25 | 5
65109241 | FLAME TUBE D89/98 L120 | 72.07
65109243 | SUPPORT | 28.32
65109244 | SUPPORT | 28.32
65109245 | SWIRLER D64/18,5 REAR 6DRIL. | 6.4
65109359 | AIR FLAP | 186.66
65109383 | BAFFLE PLATE D64/15X55 4SL 4DRIL. | 47.6
65109569 | GASKET/GAS NOZZLE D74/45X3 | 10
65109583 | SET CONVERSION PUMP SUNTEC AS IN AN | 58.57
65109809 | ACTUATOR SQN 75.424 A21 12S | 207.06
65109847 | FLAME TUBE D89/79 L100 | 45.68
65110135 | SPINDLE / AIR FLAP 8X8X460 | 42.63
65110339 | O-RING 3050 FPM75 VITON | 15
65110353 | FLAME TUBE D142/140/160/135 L430 | 210.51
65110579 | GROUP GASTRAIN VCS-240 | 766.33
65110580 | GROUP HEAD OILFLAM 170.1-200.1 2F TL F | 1233.23
65110597 | IONISATION PROBE D10X100 d6,4 D3X65 90° | 21.32
65110720 | UNION | 30.04
65110736 | IGNITION ELECTRODE HOLDER | 17.36
65111000 | PREASSEMBLY CAM R-115 HOUSING D320-D380 v | 163.52
65111019 | BURNER FLANGE D115 178/163X5 | 38.06
65111031 | FAN WHEEL D280 X140 D38 | 197.93
65111079 | BAFFLE PLATE D250/190 24SL FRONT 6DRIL. | 18.27
65111112 | GROUP HEAD BURNER | 217.01
65111171 | CASING AIR INTAKE MAX D200 | 25
65111192 | POTENTIOMETER ASZ12.703 | 163.01
65111195 | GROUP HEAD MINOR 4.1 TC HOUS.D 125 | 170
65111196 | COVER PANEL ELECTRIC MAX D200 | 31.06
65111198 | AIR FLAP | 17.66
65111226 | TUBE VENTURI D5 AZUR 0-30 | 20.3
65111227 | TUBE | 34.41
65111289 | GROUP HEAD BURNER | 154.99
65111313 | FLAME TUBE D142/140/160/145 L210 | 210.51
65111314 | FLAME TUBE D142/140/160/145 L430 | 210.51
65111316 | GROUP HEAD BURNER | 265.93
65111321 | MOTOR 0,25KW230V D12,7 VCD 1/2197 | 177.63
65111335 | OIL PUMP AS 47 V AK | 108.61
65111338 | FLAME TUBE D216/270/240 L406 | 208.16
65111380 | AUXILIARY SWITCH NO AEG HB05 910-343-1 | 8.12
65111440 | NOZZLE CARRIER MAIOR PR45-120 | 203
65111441 | RUBBER FUNNEL | 7.2
65111444 | OPTIMIZATION AIR SLEEVE D6 PVC | 8.93
65111471 | MOTOR 11KW400V D42 E12 2P IE2 | 1624
65111512 | OIL PUMP RSH 125 230L/H | 638
65111522 | AIR RECYCLING HOUS.D100 WITH AIR FLAP (NO SURPRESS | 23.35
65111524 | THERMOSTAT AUTOMATIC RESET | 40.6
65111557 | SQUARE SUPPORT COMP.ELECTRODE . C4-92 HOUS. | 45.98
65111583 | SET LPG BLU 500.2 | 75
65111587 | TUBE | 141.19
65111595 | AIR FLAP | 33.29
65111596 | IGNITION ELECTRODE HOLDER | 17.1
65111611 | TANK HEATER D244.5XLG1105 OIL.500.1-600.1 | 2230
65111614 | TUBE M.HEATER/BLOCK OILFLAM 120.1 | 78.36
65111615 | TUBE R.BLOC/PUMP OILFLAM 50.1/120 | 50.04
65111636 | THERMOMETER RETT.BLACK CAP.3000 PVC | 71.05
65111642 | CONTROLLER B-P-PRO-2 A.070H0136 | 1409.53
65111643 | O-RING 4625 D158,34X3,53/HEATER VITON | 15.23
65111644 | CONTROLLER GEFRAN 600-R-R-R-R-1 100/240 | 803.98
65111652 | CASING AIR D320 W. INSULATION AND GRID | 520
65111738 | RESISTOR 18 KW | 1470
65111740 | SPINDLE / AIR FLAP D8X50 | 16.65
65111742 | SONDA IONIZACION D8X61 D4/6,4 D3X30 | 16
65111744 | ACTUATOR SQN 70.424 A20 12S | 234.47
65111751 | IGNITION CABLE D4/D4 L600 | 7
65111760 | GAS NOZZLE D25X42 OP.14X31 | 22.63
65111764 | IGNITION CABLE D7 L2100 | 12
65111769 | NEEDLE FOR NOZZLE D6 L80 | 17.97
65111770 | COIL SBE FOR NOZZLE ROD REF.EL011 | 1360.1
65111771 | COMBUSTION HEAD 1M 1R D12 L 385 ZB | 282.27
65111784 | FILTER HEATER FAG 90025 MAGLIA 0,2MM MA | 107.05
65111786 | OIL PUMP D 67 C 72843P | 175
65111820 | IGNITION CABLE D4/D7 L870 | 6.19
65111821 | ADJUST ROD HEAD SHORT GAS MAX D200 | 21
65111822 | ADJUST ROD HEAD LONG GAS MAX D200 | 21
65111823 | TUBE BOND HEAD SHORT GAS MAX D200 | 3.45
65111824 | TUBE BOND HEAD LONG GAS MAX D200 | 4.82
65111825 | FLAME TUBE D157/126 L185FLANGEd178 | 132.76
65111826 | FLAME TUBE D157/126 L345FLANGEd178 | 152.76
65111833 | UNION 1-8 OT FOR TUBE RAME D4 | 1
65111858 | TUBE SUPPORT COMB. HEAD-GASTRAIN SX MAX GAS 105-120 | 32.5
65111864 | BAFFLE PLATE D120/30X25 62DRIL. | 55.83
65111869 | MOTOR 0,736KW230V D12,7 M13/3018-54 | 327.24
65111872 | OIL PUMP ASV 47A+OIL FILTER 3/8 VITON | 136.01
65111876 | BLOCK D35X37 SPINDLE/AIR FLAP | 42.63
65111878 | PLATE FIXING BRUCIAT. MAX D120R ZB | 30.45
65111879 | SUPPORT FIXING SHELL MAX APPLICAZIONI | 10
65111915 | WAISTBAND L394,5X27,5/SETTING AIR | 14.72
65111959 | UNION CL ART. 2013 1/8 | 9.7
65111996 | GAS VALVE MB-VEF407 B01 S10 RP3/4" | 761
65112008 | ADJUST ROD HEAD GAS BLU 500.1-100 | 20.3
65112009 | FLAME TUBE D142/160/135 L210HOUS.d260 | 394.7
65112010 | TUBE BOND ELBOW-GAS HEAD BLU 500.1-10 | 6.29
65112011 | JUNTA PARA MAX P-45 | 7.61
65112013 | COVER HOUSING D280 IRON 206X590 C-F | 81.1
65112018 | COIL KRS FOR VAS-VCS350 | 336.47
65112222 | ONE WAY SHUTTER FOR HEAVY OIL FZVR7 1-4 | 99.98
65112252 | SET NOZZLE ROD WITH PISTON | 185.44
65112253 | LAMBDA SENSOR QGO20.000D28 | 3399.13
65112257 | UNION ELBOW 1/8 TUBE 6 COD.2L | 10.66
65112334 | SUPPORT NOZZLE ROD | 50.65
65112344 | TUBE SUPPORT PHOTOCELL | 22.74
65112772 | CLP. WIRING MAX 4/30 R TW | 201.88
65112815 | CLP. WIRING IGNITION | 18.27
65112868 | SPINDLE / AIR FLAP D8X70 M6 | 16.75
65112885 | SPINDLE / ACTUATOR-CAM D10X770 | 28.72
65112972 | PLATE ADJUSTMENT COMB. HEAD+VISORE MAX D120R | 9.85
65112976 | MANOMETER GAUGE 0-300 PSI 63MM 1/8" A.P. | 330.59
65113007 | STRAIGHT UNION 1-4 D8 A-2201005 | 10.35
65113018 | CASING HOUS. D260 FLAP-JACK -DRILL. D54 | 190.82
65113019 | TUBE RILSAN PA12 D.6X4 BLU | 15
65113096 | BURNER FLANGE D90 HOUS.D100 | 20.81
65113215 | THERMOMETER D.56 0-120° CAP.3000 | 113.48
65113218 | ELECTRODO | 17.76
65113225 | CASING AIR MAX 8-12 HOUSING D.120 | 53.5
65113226 | ROD SUPP.HEAD HEXAG.7X194 S-DUCT INDEX C | 33.5
65113227 | ROD SUPP.HEAD HEXAG.7X120 S-DUCT INDEX C | 26.09
65113228 | CASING AIR SNORKEL FLAP ECOSILENT | 64.96
65113229 | GAS NOZZLE 4 HOLES AZUR 60 | 21.32
65113230 | GASKET/AIR RECYCLING R61/53X2 2 DRIL. | 7.46
65113231 | SCREWS BLOCK AIR FLAP IN MAND.HOUS.+180 | 15.33
65113232 | SPACER ES 10 L 28 SUPP.COVER MINOR 20 | 7.61
65113234 | CABLE GLAND TYPE CAR 106-PG 7 | 7.2
65113240 | SOLEN. VALVE PAR VE131 IVKT09 230V60H | 65.98
65113241 | SOLEN. VALVE SIR L372V03 G1/8" | 102.82
65113245 | IONISATION CABLE CFR611/CLP3,9 L380 | 7.3
65113246 | FLAME TUBE D89 L72 SILEN.TYP1 | 71.05
65113249 | FLAME TUBE D89 L98 SILEN.TYP1 | 146.16
65113254 | SUPP. RAMPE HEAD BLU 350.1 TC ICI ZINC | 111.45
65113255 | ROD HEAD BR. TC BLU 350.1 ICI ZINC. | 66.99
65113256 | FLAME TUBE D137/125/95 L165 | 188.59
65113257 | IGNITION ELECTRODE D10X150 d6,4 D3X55 90° R+L | 38.57
65113310 | LIMITER OF RANGE HEAVY OIL PREVENTILATION | 20.1
65113359 | IGNITION BURNER ZB 50 L 690 GRUNDL. | 3197.25
65113521 | AUXILLIARY UNIT AGQ3.1A28 | 141.09
65113579 | TOOL PACK N.10 – AGA OC3 | 80.19
65113580 | OIL HOSE TEFLON 1/4"L=285 | 50.24
65113581 | OIL HOSE TEFLON 1/4"L=300 | 38.37
65114033 | LOAD CONTROLLER RWF55.50A9 | 644
65115366 | PHOTOCELL KLC 2002 | 161.99
65300000 | DENTELED RING EXT. ZA14 | 18
65300001 | O-RING D30X3 (X10) | 30.45
65300005 | PHOTOCELL IRD 1020 RADIAL | 221.27
65300008 | GAS VALVE MBC1200 SE S82 RP2" | 1625
65300010 | GAS CONNECTING PIECE RP1""1/4" | 294.25
65300015 | OIL PUMP A2L 65 C 97xx 4P 0500 | 167.68
65300017 | AIR PRESS.SWITCH 604.92 1-10MBSAV LGW10 | 91.35
65300020 | AIR PRESS.SWITCH 604.91 0,5-5MB | 65.98
65300021 | AIR PRESS.SWITCH 604.92 1-10MB | 65.98
65300022 | CABLE CONTROL.+RAST 3P+3P+3P/7X0,75 L320 | 46.59
65300023 | SET COMPUERTA DE AIRE | 50.85
65300028 | CABLE IGNICIÓN L 270 | 26.39
65300029 | TAPA NC4 NC6 NC9 A | 43.24
65300031 | SET CONTROL PANEL GF4-GF6 | 65.47
65300032 | CONTROL UNIT TCH 121.05Pos V. 15s | 198
65300034 | CABLE HEATER+PLUG 4P/RAST 4P L438 | 24.56
65300035 | CONNECTING A.D.A. GF4 FIX PART | 45.37
65300036 | CONNECTING A.D.A. GF4 MOBILE PART | 23.45
65300037 | GASKET/HOUSING-FL.TUBE D99,5/90X1,5 GF4 | 14.9
65300039 | FLAME TUBE D63/80 L137 | 89.83
65300040 | AIR PRESS.SWITCH 604.94 5-20MB | 65.98
65300041 | GASKET/HOUSING-EXTERNAL AIR SLEEVE D50 | 38
65300042 | NOZZLE ROD GF4 | 217.82
65300045 | PROBE QBE 2002 P2 | 908.43
65300046 | CABLE AIR PRES.SWITCH+RAST2P/2X0,75 L710 | 24.87
65300047 | NOZZLE ROD GF6 | 216
65300048 | CABLE AIR PRES.SWITCH+RAST2P/2X0,75 L430 | 25.38
65300050 | O-RING D2,5 L360 EPDM | 13.3
65300051 | GREY COVER HOUSING VECTRON BCU | 137.03
65300054 | TUBE D6-8X420 PRESS.TAKE.FURNACE | 49.23
65300055 | MOTOR 450 W ROT TRIGO 120 V | 445
65300061 | SCREW-IN AND WELD-IN POCKET | 116.01
65300062 | GASKET SPACER-MOTOR D82/60X2 PWM | 12
65300063 | CAP LPG C43/54/60 | 16.54
65300070 | SET CONTROL PANEL GAS CPL | 65.87
65300077 | CABLE IGNICIÓN L 370 | 18
65300084 | CONTROL UNIT LFL 1.322 | 675
65300146 | SPEED DRIVES ACH550 11KW | 1535
65300147 | ELECTRICAL CASING WITHOUT SM | 416.15
65300148 | SPEED DRIVES ATV31 HU15 M3X 1,5KW | 1009
65300149 | SET GASKET C10/14 MB 407 | 53.8
65300150 | OIL PUMP AP 67 C 7559 3P 0500 | 250.2
65300153 | SET CONNECTING PIECE GASTRAIN EK02.13 G-T | 54
65300156 | FLANGE MB407 RP1/2"+ADAPTER GAS TUBE | 233.96
65300158 | IONISATION CABLE MC4/RAST 1P L350 | 25.38
65300180 | SPEED DRIVES VLT102 5,5KW | 3568
65300182 | SONDA SIEMENS QAD 22 | 157.33
65300184 | DISK PM 220 PL 10536-24 | 166.66
65300185 | DISK PM 230-10 PL 12125-23 | 158.14
65300195 | GASKET/BURNER FLANGE D600/440X5 D | 176.41
65300198 | SPRING VSBV25 320-500 MB WHITE | 99.47
65300200 | FLEXILON TUBE D8X6 X 250 | 29.64
65300201 | CABLE+PLUG AGM19/6X0,5 L2000 | 172.55
65300202 | O-RING D70X3 (X10) | 37.56
65300205 | FLAME TUBE D115/88/100 L350 | 197.93
65300206 | FLAME TUBE D115/97/100 L350 | 197.93
65300207 | CONTROL UNIT TCG 111.02no Display | 178
65300208 | CLP. WIRING GAS VALVE | 170.82
65300209 | CLP. WIRING SOL.VALVE | 65.37
65300210 | CABLE CELL IRD+PLUG3P/RAST3P L400 | 47.2
65300211 | GAS NOZZLE DUAL FUEL | 497.65
65300212 | GAS NOZZLE DUAL FUEL | 443.05
65300213 | NOZZLE ROD DUAL FUEL | 192.14
65300214 | ADJUST ROD | 40.9
65300215 | GAS ELBOW+ TUBE DUAL FUEL | 168.59
65300216 | SET GASKET+ UNION V.S. NC12/16 B117 | 145.75
65300217 | SET O-RING GASKET GAS ELBOW | 17.46
65300219 | COVER HOUSING NC12/21 B117/8 | 110.84
65300223 | GAS CONNECTING PIECE E5 G/F-ET 1" 1/2 | 988.2
65300224 | GAS CONNECTING PIECE E5 G/F-ET 1" | 1006.98
65300226 | BCU-TCG 141.00 CON VISUALIZADOR ( OBSRV. ) | 198
65300228 | PROTECTION CAP GPN300-F26 | 13.7
65300229 | PHOTOCELL QRA 55 E27 | 670
65300230 | CONTROL UNIT LGK 16.322 A27 | 730
65300231 | CASING AIR INTAKE COMPOSITE | 30.35
65300232 | SET CONTROL PANEL VG1 | 65.98
65300234 | CABLE GASVALVE+PLUG HON 3+2/RAST4P L1000 | 38.47
65300235 | CABLE GAS P.SWITCH+PLUG DIN/RAST2P L1000 | 27.91
65300236 | CABLE IG.TRANSFO+RAST3P/RAST2P+1P6,4L220 | 21.21
65300237 | STAR GAS HEAD D.62 | 78.36
65300240 | CABLE ENCENDIDO ELECTR/DOBLE | 35.53
65300242 | COVER HOUSING VECTRON 1 EQU. | 43.24
65300243 | VALVULA DE GAS VR4625AA CUENOD | 186.76
65300244 | BRIDA PARA VALVULA VR4625AA | 63.95
65300246 | TUBO COLECTOR GAS (OBSERV.) | 61.1
65300247 | SET O-RING GASKET VALVE GAS HONEYWELL | 25.88
65300248 | WASHER BN732 D6XD25X1.8 | 17.15
65300249 | GAS CONNECTING PIECE MBDLE407 | 233.96
65300251 | JUEGO JUNTAS PARA MBDLE S22 | 78.16
65300252 | TUBE PRESSURE TAKE-OFF FURNACE D6/8X250 | 28.42
65300253 | POTENTIOMETER ASZ12.833 (1000 OHMS/130°) | 200.16
65300255 | SET CONTROL PANEL OIL NC4 | 50.85
65300258 | HOUSING C28-34 | 215.18
65300259 | BAFFLE PLATE D110/26 18SL | 203
65300269 | BCU TCH 141.03 CON VISUALIZADOR ( OBSER. ) | 198
65300270 | ELECTRODE BLOCK 25X46 d4 D1,5X21 56° | 20
65300271 | OIL PUMP KSM 50 L | 1734.43
65300272 | OIL PUMP KSM 70 L | 1832.08
65300278 | SOFT START ATS 01N222QN | 608.19
65300279 | CIRCUIT BREAKER MOTOR GV2-ME14 | 124.24
65300280 | CIRCUIT BREAKER MOTOR GV2-ME20 | 134.59
65300281 | CIRCUIT BREAKER MOTOR GV2-ME32 | 165.65
65300282 | CIRCUIT BREAKER MOTOR GV3-A01 | 44.76
65300283 | AUXILIARY CONTACTOR GV-AE-12 | 29.44
65300286 | CONTACTOR LC1-D18P7 | 23.85
65300287 | CONTACTOR LC1-D32P7 | 165.65
65300288 | CONTACTOR LC1-K0910M7 | 72.47
65300290 | TIME RELAY RE7-TP13BU | 196.3
65300292 | SOFT START ATS 01N244Q | 1114.17
65300293 | CONTACTOR LC1-D38P7 | 185.75
65300294 | CONTACTOR LC1-D50P7 | 196.71
65300295 | CIRCUIT BREAKER MOTOR GV3-ME40 | 264.51
65300296 | CIRCUIT BREAKER MOTOR GV3-ME63 | 264.51
65300297 | GASTRAIN MBDLE412 B01 S20 | 785.51
65300298 | SET CONTROL PANEL VB1 | 66.58
65300299 | AIR RECTIFIER FOR E7 GAS | 168.08
65300301 | BLAST GUIDANCE | 52.68
65300304 | CONTROL UNIT TCH 161.05Pre V. 40s | 198
65300306 | CONTROL UNIT TCG 161.07TC+Pre V. 40s | 198
65300309 | SET GAS TUBE | 138.14
65300310 | MOTOR FHP 130W 230V 60Hz | 157.33
65300311 | O-RING 75X38,5X3,5 GAS COVER (X10) | 43.04
65300312 | COUPLING D16/10X50 (10 PIECES) | 73.69
65300317 | FLAME TUBE D100/88 L195 | 92.37
65300318 | FLAME TUBE D115/88 L195 | 114.7
65300319 | CONTROL UNIT THERMOWATT BCU TCG 131.07 | 198
65300320 | BAFFLE PLATE D87 6SL R 8DRIL. | 35.53
65300321 | STAR GAS+ GASKET | 104.14
65300322 | ADJUST ROD STAR GAS L 238 | 68.92
65300323 | CABLE IGNICIÓN D2.80x 300 | 30.45
65300325 | GAS ELBOW+ SHORT TUBE | 117.13
65300326 | COVER EQUIPPED | 120.99
65300327 | GAS CONNECTING PIECE FOR GASTRAIN NOT MONTED | 355.25
65300332 | NUT CONNECTION 1/4"X4/6 X4 PIECES | 40.5
65300333 | OLIVE 4/6 X4 items | 20.3
65300335 | CABLE TRANSFORMADOR | 18.27
65300336 | CONNECTOR CABLE QRB1S EL01B | 17.46
65300340 | PHOTOCELL RAR 9+FLANGE | 215
65300341 | PHOTOCELL RAR 9 FLANGE+COLLAR | 215
65300342 | FLAME TUBE D115/100 L195 | 168
65300343 | CONTROL UNIT THERMOWATT TCH 131.05 | 198
65300344 | NOZZLE ROD L 265 | 82.52
65300346 | STAR GAS HEAD | 74.5
65300349 | SOLEN. VALVE PAR VE140.4 G1/8" 14W ASS. | 219.95
65300351 | IGNITION ELECTRODE HOLDER | 99.47
65300352 | INLET SOL.VALVE SN54B GIFI | 199.96
65300358 | IONISATION PROBE D8X200 d6,4 D4X70 90° | 126.88
65300360 | CONTROL UNIT LOA 24.171 A17 120/60 | 163
65300361 | TIGHTNESS CONTROL LDU 11.523 A27 | 494
65300363 | FLAME TUBE D100/78 L195 | 298
65300366 | CLAMP BAFFLE PLATE HOLDER | 142.2
65300372 | MOTOR 1,1KW230/400V D19 IP44 | 497.35
65300374 | PHOTOCELL QRA 10 MC | 639.45
65300381 | CABLE VPS 5X0,75 L1800 | 24.46
65300388 | TUBE HYDRAULIC JACK/PUMP | 66.08
65300389 | SQUARE FIX COVER | 17.56
65300392 | SUPPORT LOAD CONTROLLER RWF40/WEST6170 | 68.21
65300393 | BAFFLE PLATE HOLDER | 211.93
65300394 | GAS VALVE MB-DLE407 B01 S52 RP3/4" | 578.55
65300395 | TEST BOX PHOTOCELL UV | 662.59
65300397 | SET MOUNTING VALVE NC4 | 144.94
65300398 | PLATE AIR BOX ASS.E4.1 | 81.5
65300403 | SET BAFFLE PLATE MB927 ELECT. L75 | 159.86
65300418 | CONTROL UNIT FLAME SAFE GUARD LFE 10 | 575.4
65300420 | LOAD CONTROLLER JUMO DICON 400H | 3100
65300428 | MOTOR 0,736KW230V D12,7 | 340.74
65300430 | GREY COVER HOUSING | 110.94
65300437 | SENSOR COMBINED KS1 WITH CABLE | 2410.63
65300439 | MODULE LSB (RELAY BUS) | 835
65300440 | DETECTION IONISATION 1S 230 V | 1900.79
65300442 | PROGRAMMATION BOX | 1951.85
65300444 | MOTOR 0,14KW120V GMP | 244
65300450 | GAS VALVE VGD40 125 DN125 | 6500
65300452 | ELECTRICAL PLATE ALUMINIUM | 147.48
65300453 | NOZZLE ROD WITH HEATER FPHB-LE L 272 | 142.51
65300457 | CONTROL UNIT LFL 1.148 | 512
65300459 | HOUSING PAINTED NC4/6/9 | 90.13
65300460 | HOUSING NO PAINT | 54.51
65300461 | SET BAFFLE PLATE MB826 D26 ELECT. L65 | 122
65300467 | CONTROL UNIT LAL 2.25 120/60 | 735.06
65300470 | IGNITION TRANSFO. EBI 2X7,5 230V+GASKET | 68.01
65300471 | CONTROL PANEL NC4/6/9 OIL D6.2 | 65.47
65300497 | SHOCK ABSORBER MOTOR X 4 UNITS | 129.31
65300505 | LINEA PORTABOQUILLA NC 29/36 H2A Lg 480 T1 | 238.93
65300506 | LINEA DE BOQUILLA | 266.64
65300507 | TUBO LLAMA NC 29/36 H2A 130/100/90 X 245 T1 | 109.62
65300508 | TUBO QUEMADOR | 127.18
65300509 | ADJUST ROD M8/D.8/M6-LG480 | 111.65
65300510 | ADJUST ROD M8/D.8/M6-LG620 | 131.95
65300511 | PLATE - OIL ROD 1 NOZZLE D17X45 | 30.25
65300512 | LATIGUILLO PORTABOQUILLA | 33.9
65300513 | AIR RECYCLING | 22.33
65300514 | CONJUNTO CLAPETA DE AIRE ( AIR FLAP ) | 81
65300515 | GREY COVER HOUSING RAL7040 C04 | 79.27
65300516 | COVER PLATE EQUIPPED CUENOD | 36.03
65300517 | SET OF CABLE GLAND DIM34X15/12 / PLATE | 17.46
65300518 | SOUND INSULATION / AIR BOX | 53.8
65300519 | SCREW FIXING COVER | 15.83
65300520 | MOTOR AEG 250 W | 168.08
65300521 | CABLE RESET+PLUG FASTON/2XRAST2P L350 | 25.98
65300522 | CABLE IGNIT.TRANSFO+PLUG 3P/RAST 3P L350 | 25.38
65300523 | PLATE BUTTON RESET | 16.24
65300524 | CONTROL BOX+ DISPLAY SUPPORT | 62.93
65300525 | CARPETA DE AIRE | 22.33
65300526 | BUTTON ADJUST AIR FLAP E4 | 18.27
65300527 | SERVOMOTOR NC29-36 H2A | 173.57
65300528 | MOTOR 300W 230V 8 M/.50/60 HZ | 192.85
65300530 | CABLE SOL.VALVE+PLUG 3P/RAST3P L420V2 | 23.35
65300531 | CABLE+PLUG WIELAND 4P/RAST3P L250 | 30.35
65300533 | NOZZLE ROD EQUIPPED L 480 SHORT | 260.04
65300534 | NOZZLE ROD EQUIPPED L 620 LONG | 283.19
65300541 | ACTUATOR SQN 31.101 A1700120V | 406
65300542 | FAN WHEEL D215 X82 D19 | 136.82
65300543 | GAS ROD EQUIPPED L 260 SHORT | 459.59
65300544 | GAS ROD EQUIPPED L 400 LONG | 469.95
65300545 | FLAME TUBE D130/105/90 L245 | 122.51
65300546 | FLAME TUBE D130/105/90 L385 | 132.56
65300547 | DISCO DEFLECTOR NC36GX2078A | 35.73
65300548 | GAS TUBE D.30 LG.260+ELBOW | 65.37
65300549 | GAS TUBE D.30 LG.400+ELBOW | 70.14
65300550 | ADJUST ROD LG360 SHORT | 73.79
65300551 | ADJUST ROD LG500 LONG | 72.7
65300552 | GAS ELBOW D.30 - H57,5 | 38.06
65300554 | GAUGE+CIRCLIP | 17.15
65300556 | ADJUST ROD CPL. | 111.65
65300557 | SCREW+ELBOW MOUNTING NUT | 15.63
65300558 | SPIRAL SPRING | 100.28
65300567 | DYNAMIC AIR PRESSURE PLUG | 36.54
65300568 | CELL CLOSING PLATE 48X36X28 | 19.18
65300570 | CABLE GAS VALVE+PLUG DIN/RAST 5P L1500 | 36.13
65300571 | GAS CONNECTING PIECE 1"1/4 - MB...412 | 334.04
65300572 | GAS CONNECTING PIECE 3/4" - MB...407 | 324.19
65300573 | COVER PLATE ELCO | 36.64
65300575 | O-RING SET MB...407 | 76.13
65300576 | O-RING SET MB...412 | 25.88
65300577 | CAPACITOR 8µF 2P 3mm | 34.51
65300595 | FIXING HEAD GAS | 156.21
65300596 | AIR INTAKE GRID | 140.68
65300597 | TUBE PRESSURE TAKE-OFF FURNACE D6/8X350 | 33.5
65300598 | BRIDGE ACTUATOR 9 P. RAST5 | 27.81
65300601 | TAPA QUEMADOR NC29 H201 | 81.91
65300602 | O2 SENSOR BCS 250°C | 3552.5
65300608 | CABLE AIR P.SWITCH+RAST2P/FAST.6,3 L350 | 21.32
65300609 | IONISATION CABLE MC4/D4 L230 | 25.17
65300610 | IGNITION CABLE D4/D4 L430X2+FUNNEL | 35.53
65300614 | CABLE GAS VALVE+2XPLUG DIN/RAST5P L1500 | 62.52
65300615 | COIL DUN N° 1110 V2 MBZRDLE407 S22 | 477.46
65300616 | COIL DUN N° 1210 MB..412 S12-S22 | 576.42
65300617 | GAS VALVE MB-ZRDLE407 B01 S52 RP3/4" | 863
65300618 | GAS VALVE MB-ZRDLE412 B01 S22 RP1"1/4 | 935
65300619 | CABLE IGNIT.TRANSFO+PLUG 2P/RAST2P L350 | 17.5
65300620 | ADJUST ROD+CONNECT.PIECE+NUT LG480 | 131.95
65300621 | ADJUST ROD+CONNECT.PIECE+NUT LG620 | 152.15
65300622 | COVER HOUSING VECTRON 3+ SCREW | 81.2
65300631 | BAFFLE PLATE HOLDER C34 H202 | 387.32
65300638 | CONTROL UNIT TCH 111.04 Oil | 178
65300644 | GAS VALVE VRF10 654 DN65 | 1913
65300645 | GAS CONNECTING PIECE G/F-V Rp 1"1/4 MBVEF412 | 414.93
65300647 | PRESSURE TUBES GAS+AIR+FURNACE/VGD40 080 DN80 | 323.28
65300648 | CABLE GAS VALVE+PLUG DIN/RAST 5P L1500 AGP | 36.54
65300649 | GAS PRESSURE TUBE MBVEF412+UNION | 88.41
65300650 | PLUG PRESSURE AIR DIFFERENCIAL | 132.46
65300652 | HEATER BRIDGE (POCKETX10) | 78.05
65300655 | GAS CONNECTING PIECE CPL RP 2" - MB...420 | 355.25
65300656 | GAS VALVE MB-ZRDLE420 B01 S22 RP2" | 1525
65300658 | FLANGE MB407 RP3/4" W. PRES. PLUG | 42.83
65300659 | HEATER BRIDGE | 17.97
65300664 | GAS VALVE MB-ZRDLE420 B01 S20 RP2" | 1400
65300667 | CONTROL UNIT TCG 161.04TC+QS 30s+Perm V. | 198
65300668 | CONTROL UNIT TCG 161.01TC+QS 30s | 198
65300669 | GAS PRESSURE TUBE MBVEF420+UNION | 88.31
65300670 | BLOCK SOLENOID VALVE FAST OPEN. 2 STAGES | 2436.81
65300671 | O-RING SET MB...420 | 76.13
65300672 | IGNITION ELECTRODE D14X80 d6,4 D3X67 60° | 91.86
65300673 | SET PRESSURE TUBE+ FITTINGS | 126.88
65300674 | CIRCUIT BREAKER MOTOR GV3-P32 | 266.44
65300677 | OIL PRESS.SWITCH DSB 170 F931 5-40BAR | 481.41
65300679 | CIRCLIP D.6/10+SPACER TO PRESS (X10 UNITS) | 49.02
65300680 | COVER ACTUATOR GAS VALVE MPA | 122.31
65300681 | SPACER D22X2 45° 43/82 | 58.67
65300684 | CABLE CELL IRD+PLUG3P/3X0,75 L450 | 29.44
65300689 | COIL DUN FOR MBVEF407S32 | 517.75
65300690 | TAP 3 WAY 1/4" LEGRIS 0452,06,13 | 240
65300691 | SWITCH POSITION XCM | 155.19
65300692 | AIR PRESS.SWITCH 604.91 0,5-5MBSAV LGW3 | 97.44
65300696 | IGNITION TRANSFO. EBI 1X11 230V+PLATE | 80.19
65300697 | VARIADOR DE FRECUENCIA | 608
65300698 | SPEED DRIVES ATV312 HU30 N4 3KW | 1365.65
65300699 | SPEED DRIVES ATV312 HU15 N4 1,5KW | 1106.65
65300700 | SPEED DRIVES ATV12 HU15 N2 1,5KW | 639.86
65300702 | STRAP-ON SENSOR JUMO PT100 - 2-WIRE | 126.88
65300703 | IMMERSION SENSOR JUMO PT100 - 2-WIRE | 165.75
65300704 | HOT AIR SENSOR JUMO PT100 - 3-WIRE | 375.55
65300705 | PRESSURE SENSOR 0-400MBAR JUMO | 784.8
65300706 | PRESSURE SENSOR 0-16BAR JUMO | 593.98
65300707 | COIL DUN FOR MBVEF412S12 | 612.55
65300708 | COIL DUN FOR MBVEF420S12 | 685.94
65300709 | GAS VALVE MB-VEF412 B01 S12 RP1"1/4 | 1253
65300710 | GAS VALVE MB-VEF420 B01 S12 RP2" | 1462
65300712 | O-RING D29,82X2,62+CIRCLIP DIN471-30(X10) | 63.74
65300715 | TRANSFORMADOR DE IGNICIO DANFOS ( OBSR. ) | 76
65300716 | PHOTOCELL F200 K2 UV-2 | 3127
65300717 | CABLE+PLUG AGM19/6X0,5 L2000 | 172.55
65300719 | NOZZLE ROD CPL. LG 420 | 579.77
65300720 | NOZZLE ROD CPL. LG 420 | 573.17
65300721 | NOZZLE ROD LG.420 | 114.59
65300722 | FLAME TUBE D100/78/74 L350 | 174.99
65300723 | COVER HOUSING VECTRON 2 | 78.16
65300724 | AIR RECYCLING (RED) | 68.61
65300725 | TUBE PUMP / NOZZLE ROD | 22.94
65300726 | CABLE CELL MZ+PLUG2P/RAST2P L430 | 47.71
65300727 | PLATE CONTROL BOX+DISPLAY SUPPORT | 62.93
65300730 | BLOCK REAR/IGNITION BURNER ZTO | 2784.65
65300736 | GAS FLAP Rp 1"1/4 | 336.57
65300737 | GAS BUTTERFLY VALVE | 16.54
65300738 | ELECTRODO ENCENDIDO 2 POLOS | 25.88
65300739 | CABLE SOL.VALVE+PLUG 3P/RAST3P L1000V3 | 25.58
65300740 | CABLE SOL.VALVE+PLUG DIN/RAST3P L1000V2 | 35.32
65300741 | GAS TUBE RP1" 1/2-250 | 78.66
65300744 | GASKET/GAS TUBE 120X111,5X2 D85 | 39.08
65300745 | GASKET/GAS TUBE D145/110X2 | 68.51
65300747 | MOTOR 1,5KW400/690V D19 | 623
65300749 | ACTUATOR SQM 50.481 A1 | 1065.75
65300750 | COIL PAR 32MM 115V 14W | 109.32
65300752 | ACTUATOR STA 19 BO36/12 3N33R | 239
65300755 | HEATER DN105X667,5 5.4KW 380V | 1431.86
65300758 | CABLE VALVE | 27.41
65300759 | NOZZLE ROD EQUIPPED | 716.39
65300762 | GAS ROD HEAD KPL SHORT | 433.2
65300763 | GAS ROD HEAD KPL LONG | 445.89
65300764 | GAS ROD HEAD KPL SHORT | 418.89
65300765 | GAS LINE HEAD KPL LONG | 433.81
65300766 | FUSE TO SCREW 50A (PAR 10) | 156.31
65300768 | TIGHTENING PLATE (IONISATION PROBE) | 17.26
65300769 | COVER HOUSING CPL | 77.95
65300775 | PRESSURE REDUCER A149-HP DN50 1 BAR-300 MBAR | 5186.85
65300776 | PRESSURE REDUCER 243-8-SRL DN50 1 BAR-300 MBAR | 3829.9
65300782 | CONTROL UNIT MPA 22 V1.30 (Pre V. 10s) | 377
65300785 | FILTER ETAMATIC FOR IT WORK | 379.51
65300786 | CABLE CELL IRD+PLUG3P/RAST2P+1P L445 MPA | 104.24
65300791 | ACTUATOR SQM 21.18502 | 1136.8
65300792 | POTENTIOMETER ASZ12.833 (1000 OHMS/130°) | 200.16
65300793 | AIR CONDUIT 152X150 | 143.12
65300794 | FAN WHEEL D280 X114 D28 | 338.2
65300796 | DUPLICATOR SIGNAL 4-20 MA | 1025.66
65300800 | NOZZLE ROD EQUIPPED SHORT TUBE | 670.1
65300801 | NOZZLE ROD EQUIPPED LONG TUBE | 373.42
65300802 | NOZZLE ROD EQUIPPED SHORT TUBE | 668.48
65300803 | NOZZLE ROD EQUIPPED LONG TUBE | 369.05
65300804 | ADJUST ROD L 575+ LUNETTE | 131.95
65300805 | ADJUST ROD+ LUNETTE L 715 | 131.95
65300806 | FLAME TUBE D150/125 L278 | 142.1
65300807 | FLAME TUBE D150/125/115 L417 | 157.33
65300808 | SOUND INSULATION / AIR BOX | 53.8
65300809 | AIR RECYCLING | 26.19
65300810 | AIR FLAP CPL. C05 | 85.56
65300811 | FAN WHEEL D190 X82 D12,7 | 80.49
65300812 | COVER HOUSING+ SCREW | 91.35
65300813 | MOTOR 0,42KW230V D12,7 | 223.3
65300814 | MOTOR 750 W | 268.98
65300815 | GAS ROD EQUIPPED SHORT | 507.6
65300816 | GAS ROD EQUIPPED LONG | 510.95
65300817 | GAS ELBOW+ SHORT TUBE | 76.13
65300818 | GAS ELBOW+ LONG TUBE | 78.97
65300819 | ADJUST ROD L 416 SHORT | 72.7
65300820 | ADJUST ROD L 556 LONG | 72.7
65300821 | ADJUST ROD CPL. | 125.56
65300822 | FLAME TUBE D150/125/100 L277 | 142.1
65300823 | FLAME TUBE D150/125/100 L417 | 157.33
65300830 | COVER HOUSING EQUIPPED | 91.86
65300832 | ROTATION CONTROLLER IM21-14-CDTRI | 1735.04
65300833 | LOAD CONTROLLER JUMO DICON 500 E:4 ANA. S:2 I | 5004
65300834 | FILTERSET F. PUMPS SUNTEC+ DANFOSS | 68.11
65300835 | GAS CAP LPG | 63.64
65300837 | ACTUATOR TYP 02.25 2500 | 1004.85
65300838 | CONTROL UNIT TCG 141.02noTC | 198
65300840 | GAS VALVE VGF10 404 DN40 | 708
65300845 | OIL HOSE 30 BARS DN25 L 2000 | 434.93
65300846 | SPRING FOR ACTUATOR SKP25 15-120 MBAR | 34.51
65300849 | INLET OIL TUBE EK DUO | 298.82
65300850 | OIL PRESS.SWITCH DSB 143 F931 0-6BAR | 350.38
65300851 | CABLE GAS VALVE+2XPLUG DIN/RAST 5P L1500 | 62.52
65300852 | CABLE GAS P.SWITCH+PLUGDIN/RAST2P L1500 | 31.97
65300854 | LOCKING SCREW HC,M12X80 | 21.42
65300856 | OIL PUMP BFP 21 L3 R2 | 106.58
65300858 | NOZZLE ROD EQUIPPED SHORT | 193.56
65300859 | NOZZLE ROD EQUIPPED LONG | 197.32
65300860 | FLAME TUBE D100/78/75 L230 | 137.03
65300861 | FLAME TUBE D100/78/75 L360 | 173.06
65300868 | CLP. WIRING GAS VALVE | 74.4
65300869 | CLP. WIRING GAS PRESSURE SWITCH | 55.62
65300870 | PLATE BUTTON RESET | 16.24
65300871 | FLANGE AGA51 RP2" | 88.71
65300872 | CONTROL UNIT TCG 151.04TC+Perm V. | 198
65300878 | CENTRAL DE CONTROL | 198
65300879 | CENTRALITA TCH 3 XX | 198
65300880 | CONTROL UNIT TCG-211.00 ( VER OBSR. ) | 198
65300881 | CONTROL UNIT TCG 511.01TC | 198
65300883 | BAFFLE PLATE D310/100 18SL | 1040.38
65300884 | BAFFLE PLATE D26 | 390.98
65300885 | GAS TUBE D6X66 | 69.73
65300886 | FLAME CUP D322 DELTA | 2304.46
65300927 | SET IGNITION PILOTE ZTO | 3867.66
65300932 | GAS VALVE MB-VEF407 B01 S32 RP3/4" | 761
65300933 | DISPOSITIF OF ADJUST | 48.31
65300934 | SUPPORT DIFFUSER STAR GAS | 273.34
65300936 | SPINDLE / AIR FLAP D12/6,5X57 | 27
65300939 | O-RING D113,97X2,62 PRP119-70SN01 | 31.67
65300944 | HOUSING C03 NOT PAINTED | 136.62
65300945 | CABLE VOLUMETRIC COUNTER+PLUG 2P | 42.33
65300950 | GASKET/DASHBOARD PLATE 61,5X60,5 | 17.3
65300952 | CUPPER TUBE EQUIPE D4 EK03.15/22L-ZON / | 40.8
65300953 | IGNITION CABLE BERU D6,35/D6,4 L600 AP | 75.82
65300961 | COVER.TUBE CENT.2D | 97.64
65300963 | DISPLAY/SPEED DRIVES ABB ACH 550 | 487.81
65300964 | CONTROL UNIT LCG 911 BT320 | 535
65300965 | CABLE MOTOR+PLUG 3P/RAST3P L290 BT3xx | 43.65
65300966 | CABLE IG.TRANSFO+PLUG3P/RAST3P L250BT3xx | 35.53
65300967 | CABLE GAS VALVE+PLUG DIN/2XRAST3P L2000 | 70.24
65300968 | CABLE GAS P.SWITCH+P.DIN/RAST3P L1500BT3 | 59.07
65300969 | SPACER FOR BT3xx | 35.53
65300970 | IONISATION CABLE RAST4P/D4 F L350 BT3xx | 61.92
65300971 | CABLE+PLUG WIELAND 7P/3XRAST3P L370 | 70.64
65300972 | CABLE+PLUG WIELAND 4P/RAST 3P L350 | 54.71
65300973 | SUPPORT WIELAND PLUG 4+ 7 P. | 31.47
65300974 | SQUARE PASS-CABLES | 29.84
65300975 | DISPLAY/CONTROL UNIT BT3XX | 170.82
65300978 | GAS CONNECTING PIECE GASTRAIN MBC300 | 659.75
65300979 | GAS CONNECTING PIECE GASTRAIN MBC700 | 659.75
65300980 | ACTUATOR STE 4,5 BO37/6 R | 173.57
65300981 | SET O-RING GASKET GASTRAIN MBC | 23.35
65300984 | WIELAND PLUG 3P. DOUBLE BLACK | 16.75
65300987 | GAS STABILISATOR 1" 1/2 RP40 | 103.94
65300988 | TEST BOX 4-20MA A LCD | 791.8
65300989 | AIR RECYCLING | 43.44
65300990 | COVER HOUSING NC95/210 CUENOD | 171.33
65300991 | AIR PRESS.SWITCH 604.92 1-10MB+PLUG | 75.11
65300992 | CONTROL BOARD | 38.16
65300993 | RUBBER FUNNEL DGC36 D54 | 24.26
65300994 | CABLE SOL.VALVE+2XP.DIN/RAST3PL1800VS+V1 | 57.96
65300995 | CABLE SOL.VALVE+PLUG DIN/RAST3P L1750V2 | 38.57
65300996 | CABLE SOL.VALVE+PLUG DIN/RAST3P L1800V3 | 38.67
65300997 | CABLE IGNIT.TRANSFO+PLUG 3P/RAST 3P L740 | 20
65300998 | CABLE CELL MZ+PLUG2P/RAST3P L600 | 37.25
65300999 | CABLE GMP+PLUG 3P/RAST 3P L920 | 24.26
65301000 | CABLE MOTOR+PLUG WIE. 4P 4X1,5 L560 | 31.16
65301001 | ACTUATOR STE 4,5 Q3.51/6 R 3NM | 365.4
65301002 | SET AIR FLAP+ SPRING FOR PREMIO 02 | 33.5
65301005 | GAS ROD HEAD EQUIPPED SHORT | 829.26
65301006 | GAS ROD HEAD EQUIPPED LONG | 870.87
65301007 | GAS ROD HEAD EQUIPPED MEDIUM | 866.81
65301008 | BAFFLE PLATE D125/40 9SL R 4DRIL. | 49.63
65301009 | GAS CAP | 47.71
65301010 | GAS NOZZLE SHORT+CAP | 65.47
65301011 | IONISATION CABLE D4 BAN/D6,35 L850 | 36.54
65301012 | IONISATION CABLE D4 BAN/D6,35 L1050 | 43.65
65301013 | FLAME TUBE D170/141/125 L305 POS.26° | 182.7
65301014 | FLAME TUBE D170/141/125 L415 POS.26° | 230
65301015 | FLAME TUBE D170/141/125 L525 POS.26° | 230
65301016 | COVER HOUSING VECTRON ELCO | 170.52
65301017 | AIR RECYCLING | 30.3
65301019 | CABLE GAS P.SWITCH+P.DIN/RAST2PL2100REP8 | 31.97
65301020 | CABLE GAS VALVE+PLUG DIN/RAST5P L2100 | 37.35
65301021 | CONTROL UNIT TCG 511.00 GAS | 198
65301022 | GAS CONNECTING PIECE DN65 | 404.68
65301023 | GAS CONNECTING PIECE DN80 | 601.08
65301024 | GAS CONNECTING PIECE RP2" | 387.73
65301025 | GAS PRESSURE TUBE VGD40 DN65 | 147.28
65301026 | GAS PRESSURE TUBE VGD40 DN80 | 147.18
65301027 | GAS ROD HEAD EQUIPPED SHORT | 1069.4
65301028 | GAS ROD HEAD EQUIPPED LONG | 1094.47
65301029 | GAS ROD HEAD EQUIPPED MEDIUM | 1120.56
65301030 | SET GAS NOZZLE | 431.48
65301031 | FLAME TUBE D227/157 L380 | 205.23
65301032 | FLAME TUBE D227/157 L623 | 218.23
65301033 | FLAME TUBE D227/157 L530 | 210.31
65301034 | CABLE GAS P.SWITCH+P.DIN/RAST2PL2100 TC | 32.48
65301035 | PHOTOCELL IRD 1020.1 WHITE AXIAL | 221.27
65301036 | GAS VALVE MB-VEF412 B01 S32 RP1"1/4 | 1253
65301037 | GAS VALVE MB-VEF420 B01 S32 RP2" | 1462
65301038 | NOZZLE ROD EQUIPPED SHORT | 888.13
65301039 | NOZZLE ROD EQUIPPED LONG | 1147.05
65301040 | NOZZLE ROD EQUIPPED MEDIUM | 1006
65301041 | NOZZLE ROD EQUIPPED SHORT | 766.33
65301042 | NOZZLE ROD EQUIPPED LONG | 1025.66
65301043 | NOZZLE ROD EQUIPPED MEDIUM | 864
65301044 | IGNITION CABLE D4/D6,35 L1050X2 | 92.57
65301045 | FLAME TUBE D170/155 L305 | 258.83
65301046 | FLAME TUBE D170/155 L525 | 287.25
65301047 | FLAME TUBE D170/155 L415 | 345.1
65301048 | AIR PRESS.SWITCH 604.94 5-20MB+PLUG | 75.11
65301049 | CABLE SOL.VALVE+PLUG 3P/RAST3P L1000V1 | 25.38
65301050 | CABLE SOL.VALVE+PLUG 3P/RAST3P L1000V2 | 25.38
65301052 | SPRING FOR ACTUATOR SKP25 AGA23 | 45.57
65301053 | CONTROL UNIT TCH 231.05CMAR | 198
65301055 | OIL DASHBOARD PLATE | 32.48
65301056 | FAN WHEEL D133 X42 D12,7 | 92
65301057 | SET BAFFLE PLATE D74 +NOZZLE D50+CAP | 78.87
65301058 | CABLE CELL IRD+PLUG3P/RAST3P L600 | 17.36
65301060 | CABLE GAS P.SWITCH+P.DIN/RAST3P L2000BT3 | 60.7
65301061 | CABLE GAS VALVE+PLUG DIN/2XRAST3P L1600 | 71.05
65301062 | CABLE IG.TRANSFO+PLUG3P/RAST3P L600BT3xx | 44.36
65301063 | CABLE CELL IRD+PLUG3P/RAST4P L600 | 31.57
65301064 | GAS FLAP CPL. WITH ACTUATOR | 742.98
65301065 | SET O-RING GASKET GASTRAIN MBC | 51.77
65301066 | SET O-RING GASKET GASTRAIN VGD | 68.41
65301067 | GAS VALVE MBC1900 SE DN65 | 2446
65301068 | GAS PRESSURE TUBE+ UNION | 63.13
65301069 | MOUNTED RELAY LOVATO | 103.02
65301070 | COUPLING AIR FLAP/STE 4,5 Q3 EQ.L320 | 184.73
65301071 | COUPLING AIR FLAP/STE 4,5 B0 EQ.L320 | 184.73
65301072 | COUPLING AIR FLAP/STE 4,5 Q3 EQ.L284 | 228.38
65301073 | CARDAN ROD EQUIPPED STE 4,5 Q3 | 18.47
65301074 | CARDAN ROD EQUIPPED STE 4,5 B0 | 19.79
65301075 | GAS PRESSURE TUBE VGD20 RP2 | 148.09
65301076 | SET OIL SOLENOID VALVE ASSEMBLED | 257.2
65301078 | COMBUSTION HEAD VB 2.38 | 449.95
65301080 | COMBUSTION HEAD VB 2.66/77 | 571.45
65301081 | COMBUSTION HEAD VB2.85 | 530.24
65301082 | COMBUSTION HEAD VB 2.95 | 575.3
65301083 | COMBUSTION HEAD VB 2.100 | 575.4
65301084 | SET BAFFLE PLATE MB927 D27 ELECT. L86 | 192.04
65301085 | SET BAFFLE PLATE MB929 D29 ELECT. L86 | 192.44
65301086 | SET BAFFLE PLATE MB931 D31 ELECT. L86 | 157.33
65301087 | SET BAFFLE PLATE MB933 D33 ELECT. L86 | 157.33
65301088 | IGNITION ELECTRODE D7/12X80 d6,4 D3X87,5 10° R+L | 76.53
65301089 | NOZZLE ROD DAN PHB-LE L281+SOCKET | 89.52
65301090 | NOZZLE ROD DAN PHB-LE L330+SOCKET | 155.6
65301091 | TUBE ACIER GUIDE PHOTOCELL PWM 800 | 36.44
65301092 | TUBE ACIER GUIDE PHOTOCELL PWM 900 | 39.28
65301093 | GRADUATED RULER | 15.94
65301094 | GASKET/HOUSING-FL.TUBE D99,5/90X1,5 | 15
65301095 | SILENCER | 65.98
65301096 | O-RING D63X3 NBR | 15
65301097 | O-RING D8X1/NOZZLE LINE YELLOW | 12
65301098 | BLOWER NRG 118 | 197.72
65301099 | BLOWER NRG 137 | 458.07
65301100 | GASKET/MOTOR PLATE 10X7/2,5 PWM | 16.75
65301101 | OIL RECUPERATOR | 20.6
65301102 | TUBE NOZZLE ROD | 35.63
65301103 | MOTOR 0,075KW230V CS F0 GMP | 126.88
65301104 | CONTROL UNIT TCH 241.00PWM | 198
65301105 | CABLE MOTOR+PLUG 5P/CONN. 6P+3P L600 | 28.42
65301106 | CABLE MOTOR+PLUG 3P/RAST3P L550 | 27.91
65301107 | CABLE MOTOR+RAST3P L550RG118 | 27.51
65301108 | CABLE MOTOR+PLUG 3P/RAST3P L550RG137 | 26.39
65301109 | DISPLAY ver ( OBSR. ) | 170.82
65301111 | CABLE ACTUATOR+PLUG6P/RAST6P L1400 | 110.64
65301112 | AIR RECYCLING D 146 (IRON) | 71.8
65301113 | DIAPHRAGM D29xD.6 / 2,5mm | 38.27
65301114 | CABLE SOL.VALVE+PLUG 3P/RAST3P L475V3 | 33.9
65301115 | CABLE SOL.VALVE+PLUG DIN/RAST3P L350V2 | 41.82
65301116 | AIR RECYCLING | 31.67
65301117 | GAS ELBOW+ SHORT TUBE | 139.06
65301118 | GAS ELBOW+ LONG TUBE | 160.37
65301119 | GAS ELBOW+ MEDIUM TUBE | 169.51
65301120 | SWIRLER D155/75X220 10SL | 343.68
65301122 | CONTROL UNIT TCG 161.06TC+QS 120s+Perm V. | 198
65301123 | CONTROL UNIT TCH 161.09QS 120s.+Perm V. | 198
65301124 | MOTOR 2,7KW400/690V D24+PLUG | 688
65301125 | TEFLON SHOE / ADJUSTMENT FUEL HYDRO BG PRO | 84.25
65301126 | CONTROL UNIT TCG 231.01 | 198
65301127 | CONTROL UNIT TCG 231.03TC+Post V. 90s | 198
65301128 | CONTROL UNIT TCG 231.04TC+QS 30s+Perm V. | 198
65301129 | CONTROL UNIT TCG 231.05TC+QS 60s+Perm V. | 198
65301130 | CONTROL UNIT TCG 231.07TC+Pre V. 40s | 198
65301131 | CONTROL UNIT TCG 231.08TC+Pre V. 300s | 198
65301132 | CONTROL UNIT TCG 231.09TC+Pre V. 600s | 198
65301133 | GAS ROD EQUIPPED LONG | 331.8
65301134 | GAS ROD EQUIPPED SHORT | 321.86
65301135 | GAS ROD EQUIPPED LONG | 331.8
65301136 | ADJUST ROD STAR GAS L 393 | 70.95
65301137 | FLAME TUBE D100/88 L350 | 203
65301138 | FLAME TUBE D115/88 L350 | 197.93
65301139 | NOZZLE ROD EQUIPEE SHORT P2.70 | 367.43
65301141 | FLAME TUBE D100/78 L350 | 252
65301142 | FLAME TUBE D115/100 L350 | 199.35
65301144 | GAS TUBE+ SHUTTER | 137.84
65301146 | NOZZLE ROD P2.120/KN | 366.31
65301147 | NOZZLE ROD P2.160/210/KN | 367.23
65301148 | NOZZLE ROD P2.160/210/KL | 372.71
65301149 | NOZZLE ROD P2.120/KL | 371.79
65301150 | CONTROL UNIT TCH 231.01Post V. 90s | 198
65301151 | CONTROL UNIT TCH 231.02QS 30s+Perm V. | 198
65301152 | CONTROL UNIT TCH 231.03QS 60s+Perm V. | 198
65301153 | CONTROL UNIT TCH 231.04Pre V. 40s | 198
65301154 | CONTROL UNIT TCH 231.06Pre V. 300s | 198
65301155 | CONTROL UNIT TCH 231.07Pre V. 600s | 198
65301158 | VOLUMETRIC FLOW METER VZO2 | 1349.95
65301161 | SPEED DRIVES VFNC3S-2004 PL 0,4KW | 412
65301162 | SPEED DRIVES VFNC3S-2007 PL 0,75KW | 391
65301163 | CABLE SPEED DRIVES+PLUG 2P 2X0,75 L910 | 23.35
65301164 | CABLE+PLUG 7P/PLUG 7P L450+RKCF13-A5 | 102.62
65301165 | CABLE SPEED DRIVES+PLUG3P M+F 3X0,75L270 | 80.82
65301167 | CABLE RELAY/CONT.UNIT+PLUG3P 2X0,75 L310 | 23.35
65301168 | MOTOR 0,25KW230V D12,7 TRI C116 | 177.63
65301169 | MOTOR 0,3KW230V D12,7 TRI C112 | 223.3
65301170 | MOTOR 0,42KW230V D12,7 TRI C113 | 253.75
65301171 | MOTOR 0,75KW230V D12,7 TRI C114 | 276.08
65301172 | MOTOR 0,25KW230V D12,7 TRI C111 | 177.63
65301173 | INVERTER HOLDER C03 | 57.35
65301174 | INVERTER HOLDER C04-05 | 57.45
65301175 | INVERTER COVER HOUSING | 53.29
65301177 | CAPACITOR 18µF | 64.15
65301178 | CAPACITOR 16µF 2P 3mm | 64.15
65301179 | CONTROL UNIT TCG 811.00Vario | 198
65301180 | DIAPHRAGM D60x30x1 | 17.76
65301181 | DIAPHRAGM D60x32,5x1 | 17.76
65301184 | TUBE PRESSURE TAKE-OFF FURNACE D4/6X200 | 28.42
65301185 | TUBE PRESSURE TAKE-OFF FURNACE D4/6X350 | 33.5
65301187 | NOZZLE ROD RETURN D.42 LG.671 | 1446.27
65301188 | SOFT START PSR12-600-70 | 436.15
65301195 | OIL HOSE DASH03-BANJO-3/8JIC L1100 | 176
65301211 | RELAY FINDER AUXILIAIRE CAL. 5-11 120V | 34.41
65301212 | FRONT PLATE COVER C06-C07 | 13.2
65301213 | SPEED DRIVES ACH550 5,5KW | 2460
65301214 | IGNITION TRANSFO. EBI 2X8 120V L410 | 116.01
65301220 | LOAD CONTROLLER RWF50.21A9 | 385
65301221 | MOTOR PLATE/FAN WHEEL C04 | 41.41
65301222 | MOTOR PLATE/FAN WHEEL C05 | 46.59
65301223 | SET REPLACE IGNITION TRANSFORMER ZM20/10 2X5 230V | 142.1
65301230 | CABLE MOTOR+PLUG 3P+RAST 3P/3P L850+L300 | 57.86
65301231 | CABLE IG.TRANSFO+2P/RA2P/2X0,75L730+350 | 57.86
65301232 | CABLE+P.WIEL.7P+4P+RAST3P/7P+RAST3P L650 | 103.02
65301233 | CABLE AIR PRES.SWITCH+PLUG2P/2X0,75 L520 | 25.58
65301234 | SUPPORT/WIELAND PLUG | 44.46
65301235 | MODULE DUAL FUEL+COVER | 135
65301236 | CABLE+RAST 8P/RAST 8P+RAST 6P L760 | 57.86
65301237 | LINE COMP. VGL4.460-KN/T2 | 1511.54
65301238 | LINE COMP. VGL4.610-KN/T2 | 1511.54
65301239 | LINE COMP. VGL4.460-KL/T3 | 1542.6
65301240 | LINE COMP. VGL4.610-KL/T3 | 1542.6
65301241 | FLAME TUBE D150/132/160/137 L312 | 227.77
65301242 | FLAME TUBE D150/132/160/137 L452 | 269.18
65301243 | BAFFLE PLATE D125/40 9SL | 120.58
65301244 | GAS CAP | 53.6
65301245 | TUBE GAS NOZZLE | 76.63
65301246 | TUBE GAS NOZZLE/IGNITION | 89.02
65301247 | NOZZLE CARRIER EQ. | 170.82
65301248 | ADJUST ROD I KN/T1 | 98.35
65301249 | ADJUST ROD I KL/T2 | 104.55
65301250 | GAUGE+CIRCLIP | 17.15
65301258 | SET REPLACE IGNITION TRANSFORMER ZM20/10 L420 | 125
65301259 | SET REPLACE IGNITION TRANSFORMER ZE30/7 | 125
65301261 | ADJUST ROD II CPL. T1/KN | 155.3
65301262 | ADJUST ROD II CPL. T2/KL | 165.65
65301263 | GAS HEAD | 157.33
65301264 | TUBE+ ELBOW GAS T1/KN | 144.94
65301265 | TUBE+ ELBOW GAS T2/KL | 165.65
65301269 | GAS NOZZLE TUBE (SHORT) | 65.47
65301270 | BAFFLE PLATE HOLDER | 119.77
65301271 | SET SPACER MBC-300 | 100.49
65301272 | SET SPACER MBC-700 | 141.09
65310036 | GAS ROD HEAD EQUIPPED LONG | 5583.62
65310037 | SET WEARING SHOE+ROD+AXIS+CIRCLIPS | 158.54
65310039 | OIL PUMP BHG D 4 BH1 700L/H | 2114.55
65310040 | BAFFLE PLATE D260/80 | 627.78
65310096 | FLAME TUBE D220 L600 | 1761.84
65310113 | NOZZLE ROD L 430 MAT DG-EK | 2582.67
65310122 | SPRING AIR FLAP BF2,5X1.4310 LEFT | 18.98
65310181 | COMBUSTION HEAD CPL C1100 BD917 T1 | 10000.19
65310274 | MICROSWITCH HONEYWELL BZE6-2RQ | 194.07
65310275 | ACTUATOR SQM 20.18502 | 954.1
65310280 | NOZZLE ROD RDG1250 L 860 | 2310
65310281 | FLAME TUBE D430/355 L440 | 984.55
65310292 | IGNITION ELECTRODE D14X80 d6,4 D3X50 45° L | 40.6
65310293 | IGNITION ELECTRODE D14X80 d6,4 D3X50 45° R | 40.6
65310306 | AIR CONDUIT MAT19552-33 | 117.74
65310347 | INSPECTION GLASS | 36.95
65310351 | HYDRAULIC MOUNTING OIL OUTLET | 507.5
65310352 | HYDRAULIC MOUNTING OIL INLET | 416.15
65310353 | TIGHTNESS CONTROL VDK 200+CABLE+PIPES | 932
65310371 | RING Z960K13 ELECTRODE HOLDER CPL. | 275
65310374 | CARDAN ROD D10X340 M6 AIR BOX | 129.41
65310375 | GAS FLAP DN80 D80+ LEVER | 535.31
65310378 | ATOMIZER 140-5,5 GM 6014-31 | 292
65310380 | JOINTED HOLDER GE18PW D35/18x16,5 | 98.86
65310381 | SOCKET GLY.PBG 161817F | 23.85
65310382 | BAFFLE PLATE D270/80 | 590.43
65310388 | BAFFLE PLATE D170/54 TK110 | 396.15
65310389 | GAS COMPENSATOR RP 1"1/2 | 184.63
65310393 | CABLE CONNECT BCS 300 L3000 | 100.49
65310394 | INLET SOL.VALVE DRV 3/8" N° 12-1 | 418.28
65310402 | GASKET GUIDE CASING AIR CPL. | 16.24
65310409 | SHOCK ABSORBER M12X35 | 50.75
65310410 | GUIDE UPPER RPD | 426.3
65310418 | CONTROL UNIT ETAMATIC OEM | 3750.73
65310427 | GAS CONTROLLER MRV 69.2 | 1811.78
65310429 | HALF COUPLING SQM11/21 | 146
65310432 | CARDAN ROD D10X340/80 M6 FLAP/ACTUATOR | 199.55
65310437 | BAFFLE PLATE D160/75 TK130 | 249.99
65310440 | COUPLING CROSS D43/19X10 | 26.39
65310441 | COUPLING CROSS D39/15X13 | 16.54
65310442 | BAFFLE PLATE D224/61 | 569.42
65310472 | GAS / OIL CONTROLLER MVR69.2 | 1715.35
65310478 | SOLEN. VALVE LUC 322F7206 4270-14W | 798
65310480 | COIL PAR 483824 P8 120V | 126.47
65310485 | HEATER OIL CPL.NE 1032 20KW (400V) | 6561.57
65310499 | SPRING 4038-54 RPDF60/70 | 54.4
65310519 | GASKET/INSPECTION GLASS D59/50X1 | 11.57
65310522 | SIGHT GLASS RPD50L/60GL ZR | 53.08
65310570 | BAFFLE PLATE D210/70 TK146 | 615.7
65310571 | FLAME TUBE KL60G/GLI MZE II | 381.34
65310578 | BAFFLE PLATE D130/60 MAT 6128-139 | 201.38
65310579 | ATOMIZER 60-2.5 12121-2 PM | 290
65310584 | BAFFLE PLATE D360/67 | 791.6
65310604 | FLAME TUBE RPD 20 | 375.55
65310608 | ONE-WAY SHUTTER Rp1/2" | 100.18
65310610 | BAFFLE PLATE D180/160 | 672
65310615 | CASING AIR INTAKE CPL EK6.170-200R | 964.25
65310627 | SOFTWARE SERVICE ETAMATIC | 578.55
65310641 | GAS CONTROLLER FRS 5100 | 1533.87
65310642 | GAS VALVE DMV-D5100/11 DN100 | 3248
65310654 | ROTARY CAM F MVR KL OIL | 1050
65310655 | SWITCH END RUN FOR AIR FLAP | 327.13
65310657 | BAFFLE PLATE D280/67 | 687.56
65310658 | SET CPL AIR CONTROLLER RPD60 | 473.19
65310659 | BAFFLE PLATE D300/90 | 365.5
65310660 | ELECTRIC RESISTOR 50W 220V | 586.16
65310670 | GAS PRESS.SWITCH GW 50 A5+GDMW 30-11 | 142
65310672 | GAS PRESS.SWITCH GW 150 A5+GDMW 30-11 | 142.2
65310685 | FLAME TUBE D270 L600 FLANGE DN80 | 2149.16
65310688 | GAS FLAP BVG 100 Z05 Z | 405.8
65310702 | SET PUSH BUTTON FOR GAS COMMAND | 487.81
65310704 | SET PUSH BUTTON FOR AIR COMMAND | 350.58
65310724 | IGNITION CABLE D4/SATRONIC 72750 | 59.8
65310727 | THERMOSTAT EM-2 0-150°+ PROBE D6X113 | 108.81
65310728 | ELECTROVALVULA COMPLETA | 360.73
65310729 | SOLEN. VALVE LUC 121G2523 G1/8" 19W | 400.42
65310732 | IGNITION BURNER ZB12 | 145.55
65310746 | THERMOSTAT EMFF23 50-200°C | 207.47
65310749 | TIGHTNESS CONTROL VPS504 S04 | 1264
65310754 | FLAME DETECTOR SYSTEM | 2067.96
65310755 | GAS VALVE MV-D507/5 RP3/4" | 267
65310760 | FAN WHEEL D315 X114 D38 | 950.45
65310771 | GASKET/BURNER FLANGE D436/275X10 | 66.79
65310777 | PHOTOCELL F200 K2 UV-3 4-20mA | 3127
65310778 | ACTUATOR TYP 02.25 2500 | 1004.85
65310779 | BAFFLE PLATE D280/74 | 1116.5
65310796 | O2 SENSOR LS-2 | 1511.54
65310799 | PHOTOCELL FFS 05+PLUG | 1050.12
65310809 | POTENTIOMETER 90° - 5000 OHM | 212.24
65310816 | GAS PRESS.SWITCH GW 500 A5 30-500MB | 112
65310822 | ACTUATOR TYP 02.25 3000 | 1247.13
65310849 | ACTUATOR TYP 02.25 4500 | 1452.16
65310851 | SPRING FOR ACTUATOR SKP25 15-120 MBAR | 34.51
65310852 | GAS PRESS.SWITCH GW 500 A5 30-500MB | 112
65310853 | GAS PRESS.SWITCH GW 500 A6 100-500MB BG | 165
65310854 | MANOMETER 0-100 | 172.55
65310855 | MANOMETER 0-160 | 172.55
65310859 | GAS CONTROLLER RS 250 DN 50 | 3416.49
65310863 | SPRING D1,3 | 18.88
65310866 | ACTUATOR SQM 53.489 A2 | 1444.75
65310867 | NOZZLE ROD RETOUR | 2360
65310868 | GASKET D120/111,5X2 | 41.41
65310871 | GASKET/PLATE 82/72X37/22X2 | 16.04
65310872 | SLEEVE SHEALTH D37/44 L 180 | 118.35
65310895 | GASKET/COLD AIR CASE-IGNITION BURNER RPD | 15.33
65310896 | BAFFLE PLATE D280/90 MAT 13145 | 243.5
65310897 | BAFFLE PLATE HOLDER KL90RS | 291.61
65310898 | GAS FLAP DKG/BVG DN80 | 616.71
65310903 | PRIMARY AIR FLAP RPD70-90 | 900
65310904 | SPRING D30/3-L123/72-N23,5 | 34.71
65310905 | AIR PRESS.SWITCH LGW 50 A4 2,5-50MB | 195
65310906 | CLAMPING RING | 22.43
65310911 | ATOMIZER 110 E = 4 MAT 937-117 | 523
65310925 | IGNITION TRANSFO. EBI 2X7,5 230V | 88
65310926 | CABLE IGNIT.TRANSFO+PLUG 3P/052F002 L630 | 15.73
65310960 | BEARING SOCKET AIR FLAP TYPE 1626B | 159.56
65310962 | FLAME TUBE KL90RS II MAT17404-17 | 1552.04
65310989 | IGNITION ELECTRODE D9X50 D3X65 105° L 150 d4 | 72.47
65310990 | IGNITION ELECTRODE D9X50 D3X71 20° L 150 d4 | 72.47
65310991 | BAFFLE PLATE D238/45X36,5 8SL | 269.48
65311014 | GASKET/HEATER NE422-1032 | 12.69
65311015 | THERMOSTAT EMF-5 0-200° | 114.9
65311016 | OIL CONTROLLER L-DRV 3/8 NR20 40-300 | 903.55
65311025 | BAFFLE PLATE D260/104/62X40 12SL | 558.25
65311029 | IGNITION TRANSFO.ZM20/14 2X7 230V+IG.CAB | 354
65311030 | ROD FLAP 1/2" FIG.501 | 211.32
65311032 | SPRING AIR FLAP RPD MAT 4038-16 | 154.38
65311033 | SUPPORT BLAST PIPE | 220.86
65311034 | SWIRLER RPD30/40 | 303.18
65311035 | CENTRING D113/51 | 99.88
65311036 | PROTECTION TUBE D37/50 L 1568 | 607.27
65311037 | FLANGE 138X138X30D58/25 | 247.86
65311038 | GASKET/NOZZLE LINE 138X138X2 D126 | 24.66
65311039 | HOLDING RING D51 | 106.37
65311040 | O-RING D50X5 | 21.32
65311041 | CLOSING RPD50GLY BLAST PIPE | 249
65311055 | STAINLESS STEEL OIL HOSE G1/2 | 242.59
65311064 | PLUG-IN BASE LGK | 55.83
65311068 | GAS CONTROLLER RS 250 DN 25 | 3416.49
65311098 | SUPPLY RECTIFIER EGD2 | 155
65311125 | GAS VALVE 5Z SHDA | 2938.53
65311126 | HEATER NOZZLE ROD RPD40S | 1814.01
65311127 | BAFFLE PLATE D240/80 | 547.09
65311151 | MOUNTED FLOW CONTROLLER | 964.25
65311159 | BAFFLE PLATE D210/70 12SL 12DRIL. | 456.55
65311162 | EXTERNAL CONTROL BOARD ETAMATIC OEM | 665.43
65311164 | DUPLICATOR SIGNAL 4-20 MA | 1025.66
65311167 | BAFFLE PLATE D155/70 MAT 6128-107 | 209.5
65311168 | BAFFLE PLATE D450/80 | 686
65311169 | FILTER SCAM KL70S 750L/H | 1752.3
65311170 | NOZZLE ROD RESISTOR | 602.2
65311173 | GAS FLAP DKG/BVG DN150 D80+LEVER | 798.5
65311174 | CARDAN ROD D10X80 GAS FLAP | 365.7
65311175 | CARDAN ROD D10X410 AIR FLAP | 133.68
65311176 | GEAR Z=32 M=1,25 BO=8 | 85.77
65311177 | FAN WHEEL D424/20X60 D28 | 1250
65311195 | BAFFLE PLATE D425/80 | 599.87
65311196 | BAFFLE PLATE TYP U RPD30 U1 | 355.55
65311243 | THERMOSTAT TSW/1.4 230V 50-60H | 912.08
65311244 | CENTRING FOR KL60 | 234.77
65311249 | OIL PRESS.SWITCH DSB 170 F931 5-40BAR | 481.41
65311284 | IGNITION TRANSFO. HEGWEIN Z550K230V | 463
65311293 | NOZZLE ROD RESISTOR 150W D10X100 | 142.51
65311295 | SET 02 PROBE ETAMATIC LT2/LS2 | 6666.72
65311296 | GAS VALVE DMV-D5080/11 DN80 | 2580
65311298 | AIR GUIDE D342X75 | 164.94
65311299 | DISK 24R | 438.18
65311303 | GAS PRESS.SWITCH DG 50 2,5-50MB | 161.18
65311304 | GAS PRESS.SWITCH DG 150 30-150MB | 162.4
65311305 | GAS PRESS.SWITCH DG 500 100-500MB | 161.18
65311307 | OIL CONTROLLER VALVE L-DRV 21 EQ. | 3673.29
65311308 | TIGHTNESS CONTROL TC410 | 490.96
65311315 | GUIDE FOR PILOT FLAME | 217
65311316 | IGNITION BURNER ZTO 120M | 2466.86
65311319 | TIGHTNESS CONTROL DSLC PX VX | 813.42
65311320 | ADAPTER D36X93 M29X1,25 MAT-DG | 816.97
65311324 | PRIMARY ELBOW | 264.71
65311326 | FLAME TUBE KL60G/GL II MZE I/II 450VL. | 848.95
65311329 | NOZZLE ROD MAT36 | 2413.57
65311330 | AIR THROTTLE BG RPD50 | 1983.41
65311331 | PRIMARY AIR ELBOW RPD30/40 | 565.15
65311332 | PHOTOCELL QRA 55 E27 | 670
65311336 | GAS NOZZLE D13,5 | 79.27
65311337 | GAS NOZZLE D30X2 | 70.64
65311338 | GAS CAP D80 | 190.21
65311340 | GAS SLEEVE BLACK | 1996.4
65311341 | CONTROL UNIT LGK 16.322 A27 | 730
65311342 | GASKET/GASTRAIN D218/169X2 DN150 | 22.74
65311343 | GASTRAIN IGNITOR | 610
65311344 | T-SCREW CONNECTOR P-TV 12 L | 48.31
65311346 | ADJUST UNION WV 12 L | 38.57
65311348 | BAFFLE PLATE D310/80 | 394.23
65311349 | GASTRAIN IGNITOR CG15 | 646
65311354 | SWIRLER RESTRICTOR D85/144 | 46.79
65311361 | STRAINER ELEMENT GASFILTER GF 80M | 94.6
65311362 | TEST BURNER W. PUSHBUTTON TAP PB2 | 125.35
65311364 | GASKET/DISPLAY 152/140X80/70X2 | 28.72
65311366 | SENSOR CONNECTION BOX SAK F. LS2 | 265.93
65311371 | HEAT SHRINKABLE SLEEVE BLACK 6/2mm | 19.79
65311374 | ROUND PLUG D6.4 FOR IGNITION CABLE X2 | 21.92
65311377 | FLANGE AGF10.50 RP2" | 85.87
65311382 | IGNITION BURNER ZB 2 BG | 315.67
65311383 | GAS FLAP CONTROL | 147.78
65311388 | IGNITION CABLE D4 L50 | 15.83
65311391 | SUPPORT NOZZLE ROD | 166.36
65311392 | CENTRING NOZZLE ROD | 239.44
65311394 | COVER AIR INTAKE BOX | 445.18
65311395 | AIR CHANNEL LEFT INSULATED N7 | 501.31
65311396 | SUPPORT PHOTOCELL | 322.16
65311406 | MOTORPUMP GROUP 1630-I-4-So-IE2 30bar EL | 3633.4
65311410 | OIL PUMP VBHRG I 410 SO 1700L/H | 2080.75
65311412 | PLATE ACTUATOR STE | 112.06
65311414 | OI FILTER R1Z OVENTROP | 150.83
65311415 | FLAME TUBE D369/300 L583 F3 | 1193.54
65311416 | FLAME TUBE D369/300 L723 F3 | 1311.89
65311417 | FLAME TUBE D369/300 L863 F3 | 1365.38
65311418 | FLAME TUBE D431,5/369/300 L598 F3 | 1470.02
65311419 | FLAME TUBE D431,5/369/300 L748 F3 | 1546.96
65311420 | FLAME TUBE D431,5/369/300 L898 F3 | 1599.13
65311421 | AIR GUIDE D232/274X300 | 301.15
65311422 | SWIRLER D230/210/121X325 10SL | 469.95
65311423 | GAS NOZZLE H D28/22 L 100 140° EK8 GL-F2 | 87.59
65311424 | GAS NOZZLE S D25/19 EK8 GL-F2 | 88.61
65311425 | IGNITION ELECTRODE D9X50 D3X101 130° L 150 d4 | 72.47
65311426 | IGNITION ELECTRODE D9X50 D3X30 90+50° L 150 d4 | 72.47
65311427 | ADJUST ROD N6/7 GL-F3 140VL. | 182
65311428 | ADJUST ROD N6/7 GL-F3 280VL. | 148.8
65311429 | ADJUST ROD N6/7 GL-F3 150VL. | 227
65311430 | ADJUST ROD N6/7 GL-F3 300VL. | 230
65311431 | NOZZLE ROD RDG1250 L 1060 | 1928.5
65311432 | NOZZLE ROD RDG1250 L 1160 | 3585.79
65311433 | CONNECTION ROD CS10X325 | 47.5
65311434 | COUPLING ACTUATOR N8-N9 GL E-F3 | 145.75
65311435 | OIL HOSE DN16 NL500 | 208.08
65311436 | SWITCH 3 FIXE POSITION | 62.73
65311437 | SWITCH 3 POSITION M22-WLK3-W | 63.23
65311438 | SELECTOR 2 POS. WH M22-WRLK-W | 62.83
65311439 | ELECT.TERMINAL BLOCK N6-9 GL-E/F3 TB | 493.9
65311440 | CONNECTOR EMV CARRIER 3-6 mm | 34.51
65311441 | FEED-THROUGH TERMINAL ORANGE 2001-1202 | 12.59
65311442 | CONNECTOR EMV CARRIER 6-8 mm | 34.51
65311443 | FEED-THROUGH TERMINAL GREY 2001-1201 | 12.59
65311444 | FEED-THROUGH TERMINAL HEARTH PE 2001-1207 | 18.88
65311445 | FEED-THROUGH TERMINAL HEARTH PE 2001-1407 | 21.42
65311446 | WAGO OPERATING TOOL 2009-309 | 58.46
65311447 | FEED-THROUGH TERMINAL NEUTRAL 2001-1404 | 14.11
65311448 | FEED-THROUGH TERMINAL NEUTRAL 2001-1204 | 12.69
65311449 | FEED-THROUGH TERMINAL GREY 2001-1401 | 13.8
65311450 | TEST LOAD ETAMATIC 663R1199 | 40.3
65311451 | CABLE GLAND CLICK M16 BLACK | 16.34
65311452 | SOLEN. VALVE LUC 321H2523 19W 230V | 553.48
65311453 | GAS VALVE VGD40 125 DN125 | 6500
65311454 | O-RING D30X4 | 11.67
65311455 | SWIRLER D190/170/84X235 10SL | 373.11
65311456 | GAS NOZZLE D18/16X70 - 135° | 39.38
65311457 | SWIRLER RESTRICTOR D85/126 | 57.5
65311464 | SWIRLER D210/190/101X300 10SL | 503.95
65311465 | GAS NOZZLE D25/17X82 - 140° | 71.56
65311466 | GAS STABILISER NOZZLE | 45.57
65311467 | GAS NOZZLE D25/20X95 - 135° | 26.69
65311468 | GAS STABILISER NOZZLE | 47.4
65311469 | IGNITION ELECTRODE D9,2X50 D3X86 50° L 150 d4 | 40.6
65311470 | GAS STABILISER NOZZLE | 41.01
65311471 | IGNITION TRANSFO. EBI 1X11 230V | 76
65311472 | MIRROR FOR INSPECTION GLASS | 37.56
65311473 | FAN WHEEL D450/252X90 D38+PLATE D58/12 | 582.2
65311474 | AIR RECYCLING | 159.66
65311476 | SPINDLE / AIR FLAP 12X12X510 | 68.21
65311477 | AIR FLAP N6-N7 | 70.64
65311478 | AIR FLAP ADJUST INDICATOR N6-7 | 25.27
65311479 | STAR GAS N6 G | 465.89
65311480 | BAFFLE PLATE D230/157X28 | 146.97
65311481 | GAS NOZZLE 12 X D4 | 67.29
65311482 | GASKET/GAS NOZZLE D74/45X3 | 10.15
65311483 | CLAMP RING D12/10X20/ELECTRODE | 16.65
65311484 | IGNITION ELECTRODE D10X100 d6,4 D3X51,5 90° | 25.38
65311486 | TRANSMISSION HOSE Type 5 L 1200 Lift=10 | 178.03
65311487 | LEVER/GAS FLAP | 157.33
65311488 | GAS CONNECTING PIECE DN65-R2Z 2G1/4 PN16 | 575.3
65311489 | FAN WHEEL D438/225X89 D28+PLATE D68/12 | 608.39
65311490 | AIR RECYCLING | 153.06
65311491 | O-RING 6387D97,79X5,33 NBR | 19.2
65311492 | ADAPTER PLATE FOR GAS HEAD | 146.16
65311493 | GAS HEAD WITH INTERNAL ELECTRODE KL | 827.63
65311494 | GAS CONNECTING PIECE DN65-DN80 PN16 | 609.1
65311496 | O-RING 199D117,48X5,33 NBR | 28.5
65311500 | FAN WHEEL D415/225X84 D28+PLATE D58/12 | 609.91
65311502 | COVER FASTENING MAGNET | 31.97
65311503 | GAS CONNECTING PIECE DN65-R1" 1/2Z 2G1/4 PN16 | 479.08
65311504 | GAS HEAD WITH INTERNAL ELECTRODE | 746.74
65311505 | GAS HEAD WITH INTERNAL ELECTRODE KM | 831.89
65311506 | GAS CONNECTING PIECE DN65-DN65 PN16 | 504.35
65311507 | FLAME TUBE D263/220/171 L570 F3 | 512.58
65311508 | GAS CONNECTING PIECE DN65-DN100 PN16 | 525
65311509 | GAS CONNECTING PIECE DN65-DN125 PN16 | 1073.57
65311510 | ADAPTER PLATE FOR GAS HEAD | 146.16
65311512 | CARDAN ROD D10X135 M6 AIR FLAP | 66.08
65311513 | TUBE PRESSURE TAKE-OFF FURNACE Grdl | 84.96
65311514 | TUBE PRESSURE TAKE-OFF FURNACE 130 vl | 85.16
65311515 | TUBE PRESSURE TAKE-OFF FURNACE 260 vl | 92.37
65311516 | FLAME TUBE D325/240/191 L470 F3 | 568.4
65311517 | FLAME TUBE D325/240/191 L600 F3 | 874
65311518 | FLAME TUBE D325/240/191 L730 F3 | 482.13
65311519 | GAS HEAD WITH INTERNAL ELECTRODE | 1022.51
65311520 | FLAME TUBE D325/370/336 L425 | 475
65311521 | GAS HEAD WITH INTERNAL ELECTRODE 130 vl | 1167.35
65311522 | GAS HEAD BASIS TUBE Grdl | 181.99
65311523 | GAS HEAD WITH INTERNAL ELECTRODE 260 vl | 1382.63
65311524 | FLAME TUBE D325/370/336 L555 | 980
65311525 | FLAME TUBE D325/370/336 L635 | 1010
65311526 | GAS HEAD BASIS TUBE G 130 vl | 364.59
65311527 | GAS HEAD BASIS TUBE G 260 vl | 373.62
65311529 | FLAME TUBE D263/320/290 L380 | 395
65311530 | FLAME TUBE D263/320/290 L500 | 618
65311531 | FLAME TUBE D263/320/290 L620 | 880
65311532 | GAS HEAD BASIS TUBE Grdl | 207
65311533 | GAS HEAD BASIS TUBE G 120 vl | 364.59
65311534 | GAS HEAD BASIS TUBE G 240 vl | 373.62
65311535 | FLAME TUBE D325/268/215 L470 F3 | 695.28
65311536 | FLAME TUBE D325/268/215 L600 F3 | 730.8
65311537 | FLAME TUBE D325/268/215 L730 F3 | 812
65311538 | AIR PRESSURE TUBE N6 | 61
65311539 | AIR PRESSURE TUBE | 98.96
65311540 | TUBE PRESSURE TAKE-OFF FURNACE | 84.35
65311541 | TUBE PRESSURE TAKE-OFF FURNACE 120 vl | 58.46
65311542 | TUBE PRESSURE TAKE-OFF FURNACE 240 vl | 87.19
65311543 | SWIRLER D240/214/101X325 10SL | 439.29
65311544 | GAS FLAP CPL. N6-N7 | 387.73
65311545 | MODULATING CAM CPL. | 1087.78
65311546 | GAS HEAD BASE TUBE N6 GL | 313.03
65311547 | STAR GAS N6 GL | 630
65311548 | BAFFLE PLATE D240/70 12SL 6DRIL. | 126.88
65311549 | SETTING RING AIR D242X40 | 76.13
65311550 | SLEEVE FOR NOZZLE ROD | 125.25
65311551 | NOZZLE ROD | 190.52
65311552 | BLOCK OIL DISTRIBUTOR 30X30X120 3 STAGES | 143.52
65311553 | HOLLOW SCREW 1/4Z | 71.46
65311554 | SUPPORT OIL BLOCK 3 STAGES | 120.07
65311555 | IGNITION ELECTRODE HOLDER OIL | 93.08
65311556 | GAS NOZZLE D25/D16 | 111.9
65311557 | OIL TUBE 3rd STAGE | 34.71
65311558 | OIL TUBE 2nd STAGE | 37.66
65311559 | OIL TUBE 1st STAGE | 37.56
65311560 | GAS HEAD TUBE N7 GL | 313.03
65311561 | SETTING RING AIR D242X28 | 67.29
65311562 | GAS NOZZLE D25/D18 | 86.28
65311563 | MOTOR 0,55KW230/400V IE2 GMP | 394
65311564 | MOTOR 0,75KW230/400V GMP | 414.73
65311565 | OIL PUMP J7 CCC 1001 4P | 314.65
65311566 | FLAME TUBE D263/320/240/270 L380 | 431.38
65311567 | BAFFLE PLATE D240/70 12SL 6DRIL. | 173.87
65311568 | SOLEN. VALVE PAR PM140.4 G1/4" DZH14 | 109.82
65311569 | FLAME TUBE D325/270/320/270 L425 | 970
65311570 | FLAME TUBE D325/280/340/270 L425 | 970
65311571 | FLAME TUBE D263/320/248/270 L380 | 580
65311572 | MANOMETER GLYCERIN D 63 0-40 BAR G1/4 | 66.48
65311577 | OIL PUMP TA 3C 40107 | 1300
65311578 | UNION R 3/4Z OVENTROP | 126.06
65311579 | MEASURE NIPPLE R1/4Z WITH GASKET | 18.47
65311580 | GAS VALVE VGD20 4011 RP1"1/2 | 301.56
65311581 | GAS VALVE VGD20 5011 RP2" | 367.94
65311583 | GAS VALVE VGD40 080 DN80 | 1786
65311585 | CABLE CONNECT AGA 62 PLUGDIN L270 | 99
65311586 | PLUG ADAPTER AGA64 FOR SKP | 22.03
65311587 | TIGHTNESS CONTROL VPS504 S02 | 512
65311588 | ADAPTER-SET VPS 504 DN40-DN80 | 123.12
65311590 | GAS VALVE VGD40 100 DN100 | 3146
65311593 | FLANGE AGA51 RP2" | 87.59
65311595 | AIR PRESS.SWITCH LGW 50 A2P 2,5-50MB | 90
65311597 | GAS PRESS.SWITCH GW 150 A6 10-150MB DIN | 85
65311598 | GAS PRESS.SWITCH GW 150 A5 30-150MB | 80
65311599 | STRAIGHT UNION 10 L-R3/8 | 20.4
65311600 | UNION ELBOW 6 L -G1/4Z | 39.99
65311601 | STRAIGHT UNION 12L/R 1/4WD | 41.41
65311602 | ADJUST UNION P-ELV 12L | 52.88
65311603 | ADJUST UNION EWS 12 L-SS | 29.44
65311604 | UNION ELBOW CONNECTOR P-EWV 8 L | 31.36
65311605 | UNION P-KV12L | 105.26
65311606 | STRAIGHTUNION P-GEV 8LR-WD-VI | 29.03
65311607 | CAP VSD 12L/S O.M.MB. | 14.21
65311608 | UNION ELBOW CONNECTOR P-EWV12L-SV | 42.83
65311609 | GAS TUBE DIN 2391-ST35.4-NBK-8X1,0-ZINC COAT | 53.29
65311610 | GAS TUBE DIN 2391-ST35.4-NBK-12X1,5-ZINC COAT | 37.66
65311611 | GASKET/GASTRAIN D127/77X2 DN65 | 17.56
65311612 | GASKET/GASTRAIN D142/90X2 DN80 | 16.85
65311613 | GASKET/GASTRAIN D162/115X2 DN100 | 16.44
65311614 | GASKET/GASTRAIN D192/141X2 DN125 | 19.49
65311615 | PLUG SOCKET GDMW 30-11 DF | 19.49
65311616 | GASKET/GAS VALVE PLUG GDM 3-21 | 11.67
65311617 | BALL BEARING UFL001 D=12 T=100 GRD | 58.77
65311619 | ETAMATIC OEM PC DONGLE | 1277.58
65311622 | BAFFLE PLATE D260/80 TK230 | 554
65311623 | STRAINER ELEMENT GF150MF | 231.12
65311626 | BAFFLE PLATE D330/80 TK230 | 732.02
65311628 | REDUCTION SLEEVE RP 1" - RP 1/2" | 51.05
65311629 | REDUCTION SLEEVE RP 1"1/2 - RP1" | 88.61
65311634 | GAS VALVE DMV-D520/11 RP2" | 878
65311639 | IGNITION TRANSFO. Z112 230V K5 | 1775
65311640 | OIL PUMP BHG D 10 BH1 1700L/H | 2114.55
65311641 | PREHEATED CARTRIDGE H/160W PU.700-2000L/H | 162.6
65311645 | SETTING RING D110/130 ABA | 14.82
65311646 | TUBE INLET AIR FOR IGNITOR FLAME | 306.43
65311648 | HALF COUPLING SIDE MOTOR D28 | 315.16
65311649 | IGNITION BURNER ZB 2 BG | 286.64
65311650 | ACTUATOR STE 4,5 BT3XX | 393.82
65311651 | BAFFLE PLATE D308/130 TKD230 45° | 731.41
65311652 | GAS NOZZLE D30x2/D10x1 | 86.28
65311653 | GAS NOZZLE D30X60 45GR. | 83.33
65311654 | BAFFLE PLATE D298/140 TKD230 45° | 639.45
65311655 | BAFFLE PLATE D328/130 TKD230 45° | 863.97
65311656 | FLAME TUBE D369/369 L555 DELTA | 766.33
65311657 | POSITION AIR FLAP INDICATOR | 21.52
65311658 | SUPPORT ACTUATOR / GAS FLAP | 109.32
65311659 | SPACER FOR GAS FLAP | 38.47
65311660 | COUPLING GAS FLAP/ACTUATOR STE N8-N9 | 125.45
65311661 | FLAME TUBE D431,5/362 L605 DELTA | 974.4
65311662 | IGNITION ELECTRODE HOLDER | 78.56
65311663 | FAN WHEEL D580/334X92 D48 | 1821.93
65311664 | FAN WHEEL D580/334X90 D42 | 1309.35
65311665 | AIR RECYCLING D332 x 127,5 | 242.69
65311666 | MOTOR 22KW400/690V D48 IE2 | 2992
65311670 | FAN WHEEL D556/320X86 D42 | 1182.27
65311671 | FAN WHEEL D525/290X81 D42 | 1472.97
65311672 | AIR RECYCLING D318x134 | 244.51
65311673 | AIR RECYCLING D288x127 | 287.55
65311674 | GAS CONNECTING PIECE DN100/DN65 | 760.95
65311675 | GAS CONNECTING PIECE DN100/DN80 | 805.5
65311676 | GAS CONNECTING PIECE DN100/DN100 | 747.85
65311677 | GAS CONNECTING PIECE DN100/DN125 | 844.48
65311678 | GAS CONNECTING PIECE DN100 / R2" STD. | 606.97
65311679 | BAFFLE PLATE D255/140 TKD230 45° | 759.12
65311680 | BAFFLE PLATE D270/140 TKD230 45° | 842.35
65311681 | BAFFLE PLATE D270/130 TKD230 45° | 781.55
65311682 | BAFFLE PLATE D290/130 TKD230 45° | 863.97
65311683 | GAS NOZZLE D30x2/D12x1,5 | 109.32
65311684 | AIR FLAP FORMED | 54.61
65311685 | SPINDLE / AIR FLAP D12X670 D4H7 | 48.11
65311686 | SPINDLE / AIR FLAP D12X673 D4H7 | 53.19
65311687 | SPINDLE / AIR FLAP D12X705 M8 W.POINTER | 99.88
65311688 | SPINDLE / AIR FLAP D12X705 W.POINTER | 92.77
65311689 | SUPPORT ACTUATOR / AIR FLAP | 95.21
65311690 | IGNITION ELECTRODE D11X100 d6,4 D2,5X150 45° | 32
65311691 | IONISATION PROBE D11X110 d6,4 D2,5X95 45° | 63.95
65311692 | GAS NOZZLE D40x2,2x90 | 96.43
65311693 | GAS NOZZLE D30x2/D12x1 L90 | 59.28
65311694 | IONISATION PROBE D11X110 d6,4 D2,5X130 45° | 63.95
65311695 | IGNITION ELECTRODE HOLDER LONG | 132.05
65311696 | GAS NOZZLE D30x2 45° L80 | 75.11
65311697 | BAFFLE PLATE D260/140 TKD230 45° | 1000.89
65311698 | GAS NOZZLE ELBOW D40X2,2 L:60 | 63.95
65311699 | GAS NOZZLE ELBOW D40X2,2 L:70 | 63.95
65311700 | GAS NOZZLE D30x2 45° L40 | 75.11
65311701 | COG WHEEL Z=100 M=1 BO=12MM /borg. 6 mm | 142.51
65311702 | SLIDING TUBE LGK 100 VL | 64.9
65311703 | GAS NOZZLE ELBOW D40X2,2 | 58.87
65311704 | GAS NOZZLE D40X2,2X45° | 65.98
65311708 | GAS NOZZLE D40X2,2X50 | 65.98
65311709 | SLIDING TUBE D35X2,2X360 GRL. | 71.05
65311710 | SLIDING TUBE D35X2,2X360 GRL. | 71.05
65311711 | GAS NOZZLE D30X45 45° | 76.13
65311712 | SLIDING TUBE D35x2.2x45GR | 68.31
65311713 | GASKET/OVAL FLANGE 210X160X2 D116 | 35.32
65311714 | CONNECTION ROD CS10X200 | 39.89
65311715 | AIR RECYCLING D344x126 | 250
65311716 | FAN WHEEL D533/290X83 D42 | 1574.98
65311717 | FAN WHEEL D580/334X92 D42 | 1573.25
65311718 | FAN WHEEL D600/346X93 D48 | 1516.71
65311721 | SECURITY VALVE SL10 240MBAR | 790
65311722 | GAS CONTROLLER RS251 DN50 | 4370.69
65311723 | SET GAS FILTER ELEMENT GF 65MF | 128.19
65311724 | SET FILTER GF 40M | 51.56
65311727 | DISCHARGE VALVE VAN115R/NW RP1/2 | 510.34
65311729 | STRAINER ELEMENT | 122.92
65311732 | GAS CONNECTING PIECE DN65-DN65 2G1/4 PN16 | 307.44
65311733 | GAS CONNECTING PIECE DN65-DN80 2G1/4 PN16 | 544.95
65311734 | GAS CONNECTING PIECE DN65-DN100 2G1/4 PN16 | 605
65311735 | GAS CONNECTING PIECE DN65-DN125 2G1/4 PN16 | 624
65311736 | UNION HEX SPUD. GES 10LR-WD-VI | 21.01
65311737 | MANOMETER UNION SCREW | 35.02
65311738 | UNION T-FITTING 1/4Z INTERNAL / EXTERNAL / INTERNAL | 20.2
65311739 | UNION CONNECT. D8 G1/4 | 21.32
65311741 | PRESSURE CONVERTER 0-6 BAR | 441.63
65311743 | GAS VALVE DMV-D5050/11 DN50 | 1239
65311745 | HEATER NE622 12KW DGR97/23EG | 6905.96
65311747 | GAS NOZZLE D25X1,2 | 81.2
65311749 | MECANICAL CONTROLLER | 1960
65311750 | SET PUSH BUTTON FOR OIL COMMAND | 339.82
65311756 | GAS NOZZLE KL60G/GL BO.2/3 | 112.56
65311757 | TEST BURNER W. PUSHBUTTON+UNIONS TAP PB2 | 152.25
65311758 | CABLE GLAND CLICK M20 BLACK | 17.86
65311759 | CABLE GLAND CLICK M25 BLACK | 18.47
65311764 | BAFFLE PLATE D280/80 | 525.16
65311765 | SET TRANSMISSION | 194.07
65311767 | OIL PRESS.SWITCH DSB 143 F931 0-6BAR | 350.38
65311775 | CABLE CONNECT DONGLE /ETAMATIC-PC | 147.18
65311776 | CIRCUIT BREAKER 7,5 kW GV2ME20 | 146.77
65311777 | BAFFLE PLATE D245/110 15SL 2DRIL. | 710
65311782 | GAS NOZZLE B KL60G/GLII | 97.14
65311783 | BOMBA GASOLEO RSA 125 230L. | 299
65311789 | ADAPTER BT300/DFM300 RAST5 | 211.73
65311790 | EXTENSION MODULE LCM100 LSB-M 667R0500-1 BT 3xx | 490
65311791 | EXTENSION MODULE DFM300 LSB-M 667R0600-1 BT3xx | 530
65311792 | RELAY FINDER 38.61.8.240.0060 KLL-Rel. 1W FZ | 76.23
65311793 | CONTACTOR MOTOR D 3-4kW LC1D09P7 | 107.89
65311794 | SUPPORT CIRCUIT BRACKER MOTOR 3-4 kW GV2ME14 | 147.68
65311795 | AUXILIARY SWITCH FOR THERMIC RELAY GVAE11 | 46.59
65311796 | MOTOR STARTER Y-D 18kW LC3D18P7 | 800.43
65311797 | MOTOR STARTER Y-D 22kW LC3D32AP7 | 1038.14
65311798 | CIRCUIT BREAKER 15kW GV2ME32 | 223.71
65311799 | FLAME TUBE D263/227/180 L450 F3 | 735.88
65311800 | FLAME TUBE D263/227/180 L570 F3 | 735.88
65311801 | FLAME TUBE D263/227/180 L690 F3 | 735.88
65311802 | FLAME TUBE D263/220/171 L450 F3 | 477.05
65311803 | FLAME TUBE D263/220/171 L690 F3 | 532.88
65311804 | SWIRLER D160/130/81X185 10SL | 379.2
65311805 | GAS NOZZLE D18/13X57 - 135° | 83.74
65311806 | GAS NOZZLE STABILIZER D15 | 101.4
65311807 | O-RING 217D142,88X5,33 NBR | 18.47
65311808 | ADJUST ROD KN | 128.91
65311809 | ADJUST ROD KM | 233.25
65311810 | ADJUST ROD KL | 145.96
65311811 | CAP GAS TUBE | 115
65311812 | CAP GAS TUBE | 66.28
65311813 | SETTING GUIDE | 105.36
65311815 | NOZZLE ROD MOUNTED 1D 7/8Z L 900 | 2197.37
65311816 | NOZZLE ROD MOUNTED 1D 7/8Z L 1000 | 2830
65311817 | NOZZLE ROD RDG1250 L 760 | 2130
65311818 | NOZZLE ROD RDG1250 L 960 | 1895.82
65311819 | SPACER SW 13X30 M6 | 40.7
65311820 | SPACER SW13X85 2XM6 | 28.32
65311821 | LEVER COUPLING ACTUATOR | 167.48
65311822 | FAN WHEEL D485/252X102 D38+PLATE D58/12 | 714.26
65311823 | SPINDLE / GAS FLAP D10X220 FLAT L82 | 171.43
65311824 | MOTOR 3KW400/690V D28 IE2 | 585.66
65311827 | CONNECTING PIECE for FC-cooling on casing N6 | 131.95
65311828 | CONNECTING PIECE for FC-cooling on casing | 131.95
65311829 | MOTOR 1,1KW230/400V GMP | 558.25
65311831 | SPACER M6/M8X42 SW15 | 22.63
65311832 | SUPPORT ACTUATOR | 55.01
65311833 | ACTUATOR STM 40 Q15.51/8 2NR | 649.6
65311834 | OIL PUMP TA 4C 4010 7 | 1435
65311835 | OIL PUMP TA 5C 30107 | 1530
65311836 | GAS CONNECTING PIECE DN65-R1" 1/2Z PN16 | 462.64
65311837 | GAS CONNECTING PIECE DN65-R2" Z PN16 | 506.18
65311838 | GAS VALVE MBC300 SE S82 5-80 MBAR | 612
65311839 | GAS VALVE MBC700 SE S82 RP1"1/4 5-80 MBAR | 870
65311840 | GAS VALVE MBC1200 SE S82 RP2" 5-80 MBAR | 1625
65311841 | FLANGE MBC300 RP1"1/2 | 70.85
65311844 | GAS VALVE MBC1900 SE DN65 40-80 MBAR | 2446
65311845 | GAS VALVE MBC3100 SE DN80 40-80 MBAR | 3310
65311846 | GAS VALVE MBC5000 SE DN100 40-80 MBAR | 5020
65311848 | FLAME TUBE D263/240/290/250 L380 | 781.55
65311849 | FLAME TUBE D263/240/290/250 L500 | 801.85
65311850 | FLAME TUBE D263/240/290/250 L620 | 822.15
65311851 | FLAME TUBE D263/310/265 L380 | 725
65311852 | FLAME TUBE D263/310/265 L500 | 775
65311853 | FLAME TUBE D263/310/265 L620 | 825
65311854 | FLAME TUBE D325/275/340/280 L425 | 880
65311855 | FLAME TUBE D325/275/340/280 L555 | 937
65311856 | FLAME TUBE D325/275/340/280 L685 | 973
65311857 | FLAME TUBE D325/370/310 L425 | 941.31
65311858 | FLAME TUBE D325/370/310 L555 | 964.25
65311859 | FLAME TUBE D325/370/310 L685 | 985.97
65311860 | BAFFLE PLATE D238/45X36,5 8SL 6DRIL. | 652.14
65311861 | BAFFLE PLATE D280/62 12SL 6DRIL. | 717.61
65311862 | GAS NOZZLE D25/D16 | 154.28
65311863 | GAS NOZZLE D25/D18 | 154.28
65311864 | NOZZLE ROD GUIDE | 334.54
65311865 | NOZZLE ROD 1D 7/8Z L 496 | 3260
65311866 | NOZZLE ROD 1D 7/8Z L 664 | 2609
65311867 | NOZZLE ROD 1D 7/8Z L 580 | 2610
65311868 | NOZZLE ROD 1D 7/8Z L 748 | 2330
65311871 | NOZZLE ROD MOUNTED 1D 7/8Z L 832 | 2806.48
65311872 | BAFFLE PLATE D290/80 | 559.06
65311873 | OIL HOSE EDELST.F.EL,S 30BAR L 400 | 172.65
65311874 | IGNITION ELECTRODE D9X50 D3X91 130° L 150 d4 | 72.47
65311875 | IGNITION ELECTRODE D9X50 D3X35 90+60° L 150 d4 | 72.47
65311877 | BAFFLE PLATE D245/110 15SL TK130 | 294.35
65311880 | CASING AIR INTAKE CPL. EK9 | 2980
65311882 | GAS TUBE D35X2,2X257 ADJUSTING | 28.42
65311888 | SET GAS FILTER ELEMENT FOR GF 80 MF | 127.48
65311889 | SET GAS FILTER ELEMENT FOR GF 100 MF | 138.75
65311890 | SET GAS FILTER ELEMENT FOR GF 125 MF | 183.82
65311902 | OIL PUMP D 57 C 7372 3P | 161.89
65311903 | FLAME TUBE D322 L430 DELTA | 735.88
65311904 | IGNITION ELECTRODE D8X120 d6,4 D4X44 70° | 95.41
65311906 | CLP. WIRING | 301.05
65311907 | PVC TUBE D4/6 TRANSPARENT | 10.96
65311908 | SUPPORT PROBE | 128.19
65311910 | IGNITION ELECTRODE D9X50 D3X50 130° L 150 d4 | 72.47
65311911 | IGNITION ELECTRODE D9X50 D3X67 130° L 150 d4 | 49.74
65311912 | GAS FLAP ASSEMBLED GENERATION 2 | 336.57
65311916 | PHOTOCELL FFS 05 | 1050.12
65311917 | CIRCUIT BREAKER 22kW GV3P50 | 401.33
65311918 | EXTENSION MODULE VSM100 LSB-M 667R0200-1 BTxx | 435
65311919 | FIXING ADAPTER M22-A | 15.63
65311920 | EATON LED-W FRONT M22-CLED230-WHITE | 55.83
65311921 | OPEN SWITCH M22 -CK01 | 26.8
65311922 | DOUBLE NC SWITCH M22-CK02 | 44.36
65311923 | CLOSE SWITCH M22-CK10 | 26.9
65311924 | DOUBLE NO SWITCH M22-CK20 | 44.46
65311926 | COVER LAMTEC BT300-dum. X30-X34 667R0001 | 71.15
65311927 | FEED-THROUGH TERMINAL ORANGE 2001-1402 | 14.01
65311931 | CIRCUIT BREAKER LS B10A 1p | 29.33
65311932 | ELECT.TERMINAL BLOCK Standard Strg. N6-9 GL-E BT | 243.7
65311933 | CABLE GLAND CLICK M32X1,5 | 19.18
65311934 | CABLE GLAND CLICK M40X1,5 | 34
65311935 | REDUCTION KU-M M40x1,5/32 x 1,5 | 23.85
65311936 | LOCK NUT M40X1,5 | 15.83
65311937 | FEED-THROUGH TERMINAL GREY 2010-1301 | 20.3
65311938 | FEED-THROUGH TERMINAL GREY 2016-1301 | 23.65
65311939 | FEED-THROUGH TERMINAL PE 2016-1307 | 32.99
65311940 | RELAY FINDER 38.61.8.240.5060 KLL RELAY 1W FZ | 92.57
65311941 | SPEED DRIVES ACH550 15KW | 3355
65311942 | SPEED DRIVES ACH550 22KW | 4385.71
65311944 | FILTER ELDON EFA220R5 177x177mm | 118.86
65311945 | CIRCUIT BREAKER 0,75kW GV2ME07 | 144.64
65311946 | CIRCUIT BREAKER 1,1-1,5kW GV2ME08 | 146.77
65311947 | CONTACTOR MOTOR D 7,5kW LC1D18P7 | 129.41
65311948 | MOTOR STARTER Y-D 3-7,5kW LC3D090AP6 | 623.72
65311949 | FEED-THROUGH TERMINAL 2004-1301 | 15.02
65311950 | FEED-THROUGH TERMINAL PE 2004-1307 | 21.82
65311951 | SPEED DRIVES ACS310 3KW | 1258
65311952 | SPEED DRIVES ACS310 4KW | 1416
65311953 | SPEED DRIVES ACS310 7,5KW | 2035
65311955 | FILTER AERATING HOLDER IP54 125x125mm ELDON EFA200R5 | 103.12
65311956 | NOZZLE ROD | 2582.67
65311962 | IGNITION BURNER ZB 12 BG | 193.87
65311964 | RING DN80X50 CPL | 343.37
65311966 | FILTER CARTRIDGE F.2BX2100 | 175.39
65311967 | FLANGE D12 KFL001 | 72.17
65311968 | AIR RECYCLING D332x116 | 253.45
65311969 | FAN WHEEL D575/334X89 D42 | 1858.47
65311970 | FAN WHEEL D618/316X61 D48 | 1905.36
65311971 | GAS CONNECTING PIECE DN100-1" 1/2 Z 2G1/4 PN16 | 626.56
65311972 | GAS CONNECTING PIECE DN100 / Rp1" 1/2 | 1187.25
65311973 | GAS CONNECTING PIECE DN100 / Rp2" | 752.93
65311974 | HYDRAULIC COMMAND MOUNTED 3 STAGES | 371.79
65311978 | REDUCTION SLEEVE WITH FLANGE DN80-DN65 | 292.62
65311980 | CLP. WIRING FOR JUMO - ETO | 62.83
65311982 | CONNECTION ROD CS10X110 | 37.56
65311998 | SECURITY VALVE SL10 220MBAR | 635.09
65312002 | TRACE HEATING 6 KW | 495.83
65312006 | FLAME TUBE D369/369 L695 DELTA | 862.75
65312007 | FLAME TUBE D369/369 L835 DELTA | 1012.97
65312011 | FLAME TUBE D431,5/362 L755 DELTA | 1294.13
65312012 | FLAME TUBE D431,5/362 L905 DELTA | 1335.54
65312015 | MOTOR STARTER Y-D 11kW LC3D12AP7 | 672.95
65312021 | SPEED DRIVES ACH550 18,5KW | 3907
65312022 | CENTERING PILLAR D45/35X30 | 96.43
65312032 | CONTACTOR D 5,5kW LC1D12P7 | 113.68
65312033 | CIRCUIT BREAKER 5,5kW GV2ME16 | 146.77
65312040 | FEED-THROUGH TERMINAL BLOCK(EARTH) | 29.03
65312042 | BOILER GASKET D10X2500 | 23.95
65312044 | LED ELEMENT BLU | 55.83
65312045 | LED ELEMENT GREEN | 55.83
65312046 | LED ELEMENT RED | 55.83
65312047 | 4 POSITION TOOL CARRIER | 22.33
65312048 | WARNING LIGHT HOLDER | 28.52
65312049 | LIGHTED PUSHBUTTON HOLDER | 39.18
65312051 | GASKET/GASFLAP D210/160X1,5 | 22.23
65312059 | SWIRLER D240/100X200 20SL H40 18° | 559.06
65312061 | INSPECTION GLASS | 44.46
65312070 | COVER HOUSING NEXTRON 6 CPL. | 700
65312072 | GAS FLAP DKG/BVG DN150 D80 | 724.71
65312073 | GASKET/GAS FLAP RPD50-60 | 21.72
65312074 | AIR GUIDE L319 36° | 73.79
65312077 | DISK D18/28X10 SIMRIT | 21.01
65312078 | FLAME TUBE D369/400/320 L617 | 1220
65312079 | FLAME TUBE D369/400/320 L757 | 1260
65312080 | FLAME TUBE D369/400/320 L897 | 1315
65312081 | FLAME TUBE D369/415/351 L638 | 1275
65312082 | FLAME TUBE D369/415/351 L778 | 1295
65312083 | FLAME TUBE D369/415/351 L918 | 1370
65312084 | FLAME TUBE D431,5/373 L408 | 872.09
65312085 | FLAME TUBE D431,5/373 L558 | 615.09
65312086 | FLAME TUBE D431,5/373 L708 | 1277.28
65312087 | BAFFLE PLATE D320/74X67 20SL | 779.22
65312088 | BAFFLE PLATE D300/74X67 20SL | 852.6
65312089 | STABILIZATION GAS NOZZLE D 13 | 198.6
65312090 | ANGULAR GAS NOZZLE D 20 | 158.85
65312091 | ANGULAR GAS NOZZLE D 22 | 163.01
65312092 | ANGULAR GAS NOZZLE D35/24x56/245 | 186.15
65312093 | ANGULAR GAS NOZZLE D35/27x35/246 | 133.78
65312094 | CLOSING GAS NOZZLE D 30 | 97.85
65312095 | GAS TUBE D35X2,2X300 | 73.89
65312096 | GAS NOZZLE D30X2/10X1,5X103 | 112.67
65312097 | GAS TUBE LGK D35x2,2x220/50 | 81.3
65312098 | GAS TUBE LGK D35x2,2x100/35 | 83.64
65312099 | CENTRING NOZZLE ROD DM35 | 143.32
65312100 | PLATE CENTRING NOZZLE ROD | 82.32
65312102 | NOZZLE ROD L 560 | 2295
65312103 | MOTORPUMP GROUP 1631-I-4-So-IE2 30bar | 4773.95
65312104 | MOTOR 4KW400/690V D28 1400 tr/mn GMP | 1850.04
65312105 | OIL PUMP VBHRG 2200L/H | 4385
65312106 | FEED-THROUGH TERMINAL GREY 2006-1301 | 16.34
65312107 | FEED-THROUGH TERMINAL PE 2006-1307 | 27.41
65312110 | SET LAMTEC (REMOTE SOFTWARE LSA 100 PR B | 1624
65312128 | SUPPORT ACTUATOR SAD | 172.45
65312129 | FLAME TUBE D431,5/320 L630 F3 | 1441.3
65312130 | FLAME TUBE D431,5/320 L780 F3 | 1836.14
65312131 | FLAME TUBE D431,5/320 L930 F3 | 2041.17
65312132 | FLAME TUBE D431,5/330 L630 F3 | 1643.79
65312133 | FLAME TUBE D431,5/330 L780 F3 | 1836.14
65312134 | FLAME TUBE D431,5/330 L930 F3 | 2041.17
65312135 | PHOTOCELL TUBE | 174.58
65312136 | PHOTOCELL TUBE | 174.58
65312137 | PHOTOCELL TUBE | 174.58
65312138 | SWIRLER D220/80X140 20SL H36 18° | 558.25
65312139 | GAS NOZZLE D28X45/15 | 113.98
65312140 | GAS TUBE | 147.58
65312141 | SUPPORT NOZZLE ROD | 72.07
65312142 | BAFFLE PLATE HOLDER | 177.63
65312143 | BAFFLE PLATE HOLDER | 142.1
65312144 | SUPPORT NOZZLE ROD | 81.2
65312148 | SUPPORT IGNITOR FLAME | 151.44
65312149 | CENTRING IGNITOR | 131.24
65312150 | BLOWER 2BH1 100 7AH06 0,2KW 230/400V | 2290
65312151 | AIR HOSE FOR IGNITOR FLAME | 27
65312152 | PLATE AIR INLET | 146.16
65312153 | GAS CONTROLLER GDJ 20 R04 | 160.78
65312155 | SHUTTING VALVE R 3/4Z BAUL. DIN3202-M3 | 60.9
65312157 | BAFFLE PLATE D180/50 12SL | 220
65312161 | IGNITION TRANSFO.ZM20/14 2X7 230V+SCREWS | 268
65312164 | CONTACTOR 0,2kW GV2ME05 | 152.35
65312168 | FAN WHEEL D290 X114 D28 | 940.4
65312169 | SET NAMUR+HOLDER | 489
65312171 | OIL CONTROLLER DRV-BG R1 3000-6000L/H EL | 1580.05
65312184 | FLAME TUBE D235/263 L320 | 347.13
65312185 | WIELAND PLUG 7P.(VPS504 S02 ) | 41.41
65312189 | GASKET/BURNER FLANGE 380X380X3 D285 | 88.31
65312190 | GAS NOZZLE D25X1,2 BO15 | 72.27
65312191 | IONISATION PROBE D11X110 d6,4 D2,5X150 | 31.26
65312192 | FLAME TUBE D409/340 L442 | 984.55
65312193 | MOTORPLATE F.WAN4A F.ELEK.VBR MAT | 181.28
65312194 | IGNITION TRANSFORMER ASSEMBLY EBI 1P | 160.98
65312195 | IGNITION TRANSFORMER ASSEMBLY EBI 1P F3 | 158.44
65312196 | IGNITION TRANSFORMER ASSEMBLY EBI 2P | 176.41
65312197 | IGNITION TRANSFORMER ASSEMBLY EBI 1P WITH IONI. | 177
65312199 | IGNITION ELECTRODE D9X50 D3X40 130° L 150 d4 | 72.47
65312200 | IGNITION ELECTRODE D9X50 D3X42 130° L 150 d4 | 72.47
65312201 | IGNITION ELECTRODE D11X110 d6,4 D2,5X46 160+70° | 72.47
65312202 | IGNITION ELECTRODE D11X220 D3X107 135° L 150 d4 | 72.47
65312203 | IGNITION ELECTRODE D11X220 D3X108 135° L 150 d4 | 72.47
65312204 | IGNITION ELECTRODE D11X220 D3X109 135° L 150 d4 | 72.47
65312205 | CONNECTOR FOR TRANSFORMER EBI | 13.6
65312206 | OIL PRESS.SWITCH DSB 158 F931 3-25BAR | 350.38
65312207 | COMPOUND OIL CONTROLLER VERS. 2000 | 1269.77
65312208 | GAS IGNITION DEVICE CG15 R03D1-50W6 RP1/2" | 444.06
65312210 | SET PHOTOCELL QRB3 CPL. | 370
65312211 | BAFFLE PLATE D240/50 TK131 | 795
65312212 | SET GAS NOZZLE AB35025325 | 164.02
65312213 | ELECTRODE HOLDER | 141.19
65312214 | SET IGNITION CABLE | 105
65312218 | GASKET ST-EC-60-378 L2500 | 102.52
65312237 | GAS FLAP DKG/BVG BG DN 150 D 80 | 631.53
65312242 | SUPPORT PHOTOCELL FFS06/FFS08 | 96.43
65312244 | CABLE CONNECT. BT300/LCM100 667P0515 | 97.44
65312274 | PHOTOCELL FFS08-UV1 659D31 - 5M W/O | 833.52
65312275 | BOX LAMTEC F152 659G0501 | 807.53
65312294 | GASKET/BRAID ISOGLAS WHITE W=30 | 125
65312297 | SHAFT REGULATION 1.6 (ROT. LEFT) | 270
65312298 | SHAFT REGULATION 2.0 (ROT. LEFT) | 345
65312299 | SHAFT REGULATION 2.5 (ROT. LEFT) | 240
65312300 | SHAFT REGULATION 3.0 (ROT. LEFT) | 240
65312301 | SHAFT REGULATION 4.0 (ROT. LEFT) | 345
65312302 | SHAFT REGULATION 5.0 (ROT. LEFT) | 240
65312303 | SHAFT REGULATION 6.0 (ROT. LEFT) | 240
65312316 | OIL CONTROLLER ST-DRV 1 NR.8 300-6000 | 903.55
65312321 | GAS FLAP 3"+ACTUATOR EQ. | 535.92
65312322 | GAS FLAP 3" EQ. | 295
65312323 | ACTUATOR GAS STA4.5 B037/6-R 0,8 NM | 309.98
65312327 | COVER ACTUATOR | 105.46
65312328 | AIR FLAP EQUIPPED | 580.38
65312329 | SPINDLE / AIR FLAP D34/25X100 FLAT L55 | 76
65312330 | CARDAN ROD D10X145 M6 AIR FLAP | 71
65312331 | LEVER BOND/AIR FLAP | 69
65312332 | AIR BOX EKEVO 6-7 | 188.38
65312333 | SOUND INSULATION / AIR BOX | 104
65312334 | WARNING LIGHT CONTROL PANEL | 90
65312335 | SWITCH 2 POS. | 62
65312336 | SWITCH 3 POS. | 62
65312337 | SWITCH 2 POS. INSTANT. | 62
65312338 | CAP / RWF 92X45 IP54 | 20.3
65312340 | COVER CONTROL PANEL | 385
65312341 | CAP/CONTROL PANEL | 10.15
65312345 | COVER HOUSING NEXTRON 8-9 CPL. | 807.53
65312380 | POTENTIOMETER 160° - 1000 OHM | 284.2
65312388 | DRIVE ASSEMBLY MRK WE 20N BERGER/LAHR | 398.59
65312389 | COUPLING D10/12X44 GAS FLAP N6-N7 | 108.71
65312391 | PRESSURE SWITCH Ex-DGM 516 / EEx OF IIC T6 | 1674.75
65312392 | CARDAN ROD D10X340/80 M6 FLAP/ACTUATOR | 215.38
65312393 | COMPOUND CONTROL ASSEMBLY SQM11.16502 | 3146.5
65312394 | SOLEN. VALVE 3/2WAY CONN.R1/8ZNC | 134.59
65312395 | COIL 22X22 220V | 90.64
65312396 | CABLE CONNECT BCS 300-O2 SENSOR | 152.25
65312397 | IONISATION FLAME PROBE AAL 75POD 230VAC | 812
65312398 | GASKET/GAS COLLECTOR D210/141X2 | 30
65312399 | GAS PRESS.SWITCH GW 50 A6 5-50MB+PLUG | 76
65312400 | GASKET/PUMP ADAPTER G1/2 | 18.27
65312401 | GAS ROD D48,3/42,2X80 BO30 | 83.84
65312402 | STEEL COVER 92 2X11,5 BLACK | 38.16
65312403 | BAFFLE PLATE D338 | 388.24
65312404 | FLAME TUBE D491/497 L700 | 1376.95
65312405 | GAS NOZZLE MAIN GAS | 134.08
65312406 | GAS PRESS.SWITCH GW 150 A4/2 30-150MB | 408
65312407 | IGNITION BURNER ZTO 177P/E0000 220-230V | 3561.43
65312408 | ATOMIZER 32-PT-28, FLUIDICS | 314
65312409 | 3 WAY VALVE E131K06-4538-486265F4 | 274.05
65312410 | ACTUATOR SCHIMPF TYP 02.25/3000 | 1408.82
65312411 | DISK 32-ET-3,50 FLUIDICS | 186.86
65312413 | ACTUATOR SCHIMPF TYP 13326383 | 1618.93
65312414 | ACTUATOR ARIS CL-S 40-30 | 3312.96
65312445 | CONTROL UNIT BT320 BASE SETTING | 535
65312446 | CONTROL UNIT BT330 BASE SETTING | 709
65312447 | CONTROL UNIT BT340 BASE SETTING | 780
65312448 | CONTROL UNIT BT320 CUSTOMIZED SETTING | 535
65312449 | CONTROL UNIT BT330 CUSTOMIZED SETTING | 709
65312450 | CONTROL UNIT BT340 CUSTOMIZED SETTING | 780
65312451 | CONTROL UNIT BT320 G-E, G-EU3 | 535
65312452 | CONTROL UNIT BT320 G-E, G-EU3 (+REG.FRQ.) | 535
65312453 | CONTROL UNIT BT320 G-EF3((+REG.FQ) | 535
65312454 | CONTROL UNIT BT340 GL-E, GL-EF3 | 780
65312455 | CONTROL UNIT BT340 GL-E, GL-EF3 (+REG.FRQ.) | 780
65312457 | CLP. WIRING IONISATION | 76
65312458 | RUBBER FUNNEL D34X15/12 D.6,2 | 21.52
65312459 | SPINDLE / AIR FLAP D34/25X100 W.POINTER | 76
65312487 | PHOTOCELL FFS 08-T (IR) 5M | 830.47
65312490 | GAS NOZZLE D30x2 45° L105/100 | 75.11
65312491 | GAS NOZZLE D30x2 45° L70/100 | 75.11
65312508 | FLAME TUBE D262,5/320/290 L380 | 319.73
65312509 | FLAME TUBE D262,5/320/290 L500 | 520
65312510 | FLAME TUBE D262,5/320/290 L620 | 520
65312511 | FLAME TUBE D323,5/370/336 L425 | 421.23
65312512 | FLAME TUBE D323,5/370/336 L555 | 638
65312513 | FLAME TUBE D323,5/370/336 L635 | 695.28
65312538 | GASKET/BURNER FLANGE 400X400X8 D285 | 70.54
65312539 | GASKET/BURNER FLANGE 470X470X8 D345 | 70.54
65312550 | NAMUR PROBE NI5-G12-Y1 | 160.37
65312555 | MOTOR 3KW230/400V D28 IE2+PLATE | 521
65312556 | MOTOR 4,0KW 400/690V D28 IE2 BLACK | 898.28
65312557 | MOTOR 5,5KW 400/690V D38 IE2 BLACK | 995
65312558 | MOTOR 7,5KW 400/690V D38 IE2 BLACK | 1384.16
65312574 | BAFFLE PLATE D375 E10.12000 G-U2 | 591
65312585 | CROWN COUPLING | 33.19
65312660 | COIL LUC 14W 220V 50H/UDG | 121.8
65312685 | GAS PRESS.SWITCH DG 150 U3 30-150MB | 110
65312724 | IONISATION PROBE D11X110 d6,4 D3X113 5° | 105
65312751 | FAN WHEEL D219 X83 D14 | 268.98
65312752 | ATOMIZER 24-P-24-4.8 FLUIDICS | 314
65312775 | SPARE PART SET F. SECOND. AIR RPD CONTR. | 350
65312791 | IGNITION BURNER ZTO 210M 220-230V IP54 | 3105.9
65312792 | FLAME TUBE RPD70GLU1 D617X525 | 1355.03
65312793 | BAFFLE PLATE D430/80 | 609
65312794 | NOZZLE ROD TYPE 32EH-2200-5,8 | 5227.25
65312795 | PHOTOCELL F200 K1 UV-2 | 4485
65312796 | GAS NOZZLE H D35X2 45GRD RPD70U | 169
65312797 | GAS FLAP BVG DN150/D125 Z05 Z | 690.2
65312798 | FLUE GAS FLAP DN350 DKR350Z03F350D | 5024.25
65312799 | OVERFLOW VALVE B-PP-E-4-R1/4 | 305.52
65312815 | ELECTRICAL PANEL N8-N9 EMPTY | 1624
65312816 | CAP PHOTOCELL QRB1 SERIAL B | 10.15
65312817 | WAGO CLOSING PLATE GREY 2010-1391 | 10.15
65312818 | DEFLECTOR RPD60 MONT. GRL. L 1320 | 379.61
65312819 | FLAME TUBE RPD60 50% | 1055.6
65312820 | FLAME TUBE D263/220/171 L450 F3 INOX | 659.75
65312821 | AIR THROTTLE RPD30/40 | 383.67
65312822 | SPINDLE / GUIDING RPD50 FOR HOUSING | 106.58
65312823 | POSITIONING PLATE F. F3 GAS HEAD | 22.33
65312824 | FLAME TUBE D262,5/220 L450 F3 | 568.4
65312825 | FLAME TUBE D262,5/220 L570 F3 | 588.7
65312826 | FLAME TUBE D262,5/220 L690 F3 | 609
65312827 | FLAME TUBE D323,5/240/191 L470 F3 | 801.85
65312828 | FLAME TUBE D323,5/240/191 L600 F3 | 954.1
65312829 | FLAME TUBE D323,5/240/191 L730 F3 | 994.7
65312830 | FLAME TUBE D323,5/268/215 L470 F3 | 801.85
65312831 | FLAME TUBE D323,5/268/215 L600 F3 | 954.1
65312832 | FLAME TUBE D323,5/268/215 L730 F3 | 994.7
65312833 | STRAIGHT UNION P-GEV 14SR-WD | 35.53
65312834 | HOLDER IGNITION ELECTRODE | 60.9
65312835 | MOTOR 7,5KW 400/690V D38 IE3 AF GRIS | 1480
65312836 | AIR BOX CONNECTION FRAME EK6.240-8.550 | 527.8
65312837 | FLAME TUBE D263/220/171 L570 F3 INOX | 761.25
65312852 | CABLE GLAND CLICK M25 | 14
65312853 | GAS FLAP RP4 STE4,5 3N-STM30+O'RING | 387.7
65312856 | AIR FLAP EQUIPPED EKEVO8/9 | 3350
65312857 | AIR PRESS. SWITCH LGW 50 A4/2 IP65 G3 | 335
65312879 | IGNIT. CABLE ASSEMB./EBI IGNITION TRANSFO | 155
65312888 | PHOTOCELL FFS 07-IR1 L3000 659D21-1003 | 1532.65
65312895 | SWIRLER D200/170/101X300 10SL | 750
65312896 | AIR STREAM GUIDE D210/171 L200 | 585
65312897 | RELAY FIN 38.62.8.230.0060 KLL-REL2W | 70
65312900 | CONTROL UNIT BT340 GLEZ3 BASE SETTING | 780
65312901 | CONTROL UNIT BT340 GLEZ3 CUSTOMIZED SETTING | 780
65312902 | CONTROL UNIT BT320 LEZ3 BASE SETTING | 535
65312903 | CONTROL UNIT BT320 LEZ3 CUSTOMIZED SETTING | 535
65312904 | CONTROL UNIT BT330 LEZ3 BASE SETTING | 709
65312905 | CONTROL UNIT BT330 LEZ3 CUSTOMIZED SETTING | 709
65312906 | FLAME TUBE E10.12000L-UF D390/497X674 | 1960
65312907 | COUPLING D12/D12X43 | 47.2
65312910 | FLAME TUBE D262.5/240/290/250 L380 | 994.5
65312911 | FLAME TUBE D262.5/240/290/250 L500 | 1050
65312912 | FLAME TUBE D262.5/240/290/250 L620 | 1135
65312913 | FLAME TUBE D323.5/275/340/280 L425 | 1225
65312914 | FLAME TUBE D323.5/275/340/280 L555 | 1275
65312915 | FLAME TUBE D323.5/275/340/280 L685 | 1315
65312916 | FLAME TUBE D323.5/370/310 L425 | 1225
65312917 | FLAME TUBE D323.5/370/310 L555 | 1275
65312918 | FLAME TUBE D323.5/370/310 L685 | 1315
65312919 | CIRCUIT BREAKER MOTOR 0,55KW GV2ME06 | 144.64
65312920 | 3-WAY SHUTTING VALVE TYPE 0452, G1/8 | 137.03
65312921 | FLAME TUBE D262.5/320/248/270 L380 | 994.5
65312922 | FLAME TUBE D323.5/270/320/270 L425 | 1225
65312927 | FLAME TUBE D323.5/340/260/270 L425 | 1225
65312928 | FLAME TUBE D262.5/320/248/270 L500 | 1050
65312929 | FLAME TUBE D323.5/270/320/270 L555 | 1275
65312930 | FLAME TUBE D323.5/340/260/270 L555 | 1275
65312931 | FLAME TUBE D262.5/320/248/270 L620 | 1135
65312932 | FLAME TUBE D323.5/270/320/270 L685 | 1315
65312933 | FLAME TUBE D323.5/340/260/270 L685 | 1315
65312934 | ACTUATOR GR.HYD-BLOCK N6/7&EKEVO6/7E BT | 640
65312935 | COUPLING D10/D8X38-90-N6-9-EKEVO6/9 | 152.25
65312936 | BAFFLE PLATE D190/54 TK146 | 510
65312937 | T-UNION P-ELVD 10 L | 45.5
65312938 | T-UNION P-TV18/18/10L | 111.35
65312939 | MOTOR 0,75KW 230/400V 50HZ 2800/MIN IE2 | 863
65312940 | ACTUATOR SCHIMPF TYP02-25/3000 60S | 1583.4
65312941 | ORIENTABLE UNION K-SWR NW 03 HS | 45.5
65312942 | NOZZLE ROD L570 | 235
65312943 | NOZZLE ROD GUIDE L482 | 129
65312944 | NOZZLE ROD L810 | 235
65312945 | NOZZLE ROD GUIDE L722 | 129
65312947 | NOZZLE ROD L620 | 235
65312948 | NOZZLE ROD GUIDE L532 | 129
65312949 | NOZZLE ROD L740 | 235
65312950 | NOZZLE ROD GUIDE L652 | 129
65312951 | NOZZLE ROD L880 | 235
65312952 | NOZZLE ROD GUIDE L792 | 129
65312955 | FLAME TUBE D262.5/227/180 L450 F3 | 900
65312956 | FLAME TUBE D262.5/220/171 L450 F3 | 800
65312957 | FLAME TUBE D323.5/240/191 L470 F3 | 800
65312958 | FLAME TUBE D323.5/268/215 L470 F3 | 800
65312959 | FLAME TUBE D262.5/227/180 L570 F3 | 950
65312960 | FLAME TUBE D262.5/220/171 L570 F3 | 950
65312961 | FLAME TUBE D323.5/240/191 L600 F3 | 1120
65312962 | FLAME TUBE D323.5/268/215 L600 F3 | 1120
65312963 | FLAME TUBE D262.5/227/180 L690 F3 | 990
65312964 | FLAME TUBE D262.5/220/171 L690 F3 | 990
65312965 | FLAME TUBE D323.5/240/191 L730 F3 | 1200
65312966 | FLAME TUBE D323.5/268/215 L730 F3 | 1200
65312967 | COVER HOUSING NEXTRON 7 CPL. | 780
65312993 | RELAY FIN 55.34.8.230.5050 4W | 70
65312994 | PLUG-IN RELAY FIN 94.54.1 4W | 30
65312995 | AIR GUIDE L249 36° | 73.79
65312996 | AIR GUIDE L308 36° | 73.79
65313015 | GAS VALVE DMV-D 512/11 RP1"-RP2" | 985
65313021 | FLANGE MBC700/1200 RP1"1/2 | 53.59
65313022 | FLANGE MBC700/1200 RP2" | 54.3
65313028 | HALF-COUPLING PUMP 3C 4010 | 330
65313029 | HALF-COUPLING MOTOR D19 | 165
65313032 | COUPLING R1/4"Z TEMA | 142.1
65313087 | IONISATION FLAME PROBE AAL75P01 | 507
65313107 | FLANGE AGF10 RP1"1/2 | 81.2
65313146 | ADAPTER NOZZLE SONIC 700.001 M14 20MM | 672
65313209 | OIL REGULATOR L-DRV 3/8 NR.18 300-600 | 890
65313239 | GAS FLAP DKG/BVG BG DN 150 D 80 | 1387.3
65313287 | BAFFLE PLATE D300/80 12SL 12DRIL. | 569.42
65313367 | IGNITION BURNER ZB 2 F.EK7-9 (ERSATZ-BG) | 414.12
65313370 | HEARTH ELECTRODE | 101
65313373 | BELLOWS FOR TGB 12 | 88
65313374 | SET IGNIT.CABLE+ CONN.+RESIST. FOR EBI M | 181.18
65313387 | CONTROL UNIT LOK 16.250 A27 | 897
65313421 | OIL PRESS.SWITCH DSF 146 F931 0-10BAR | 481.41
65313426 | FLANGE 32X20X3 D10 FIX. ELECTRODE | 17.56
65313442 | AIR FLAP 331X103 R8 RIGHT | 59.89
65313453 | AIR FLAP 331X103 R8 LEFT | 59.89
65313606 | SOPORTE DISCO DEFLECTOR | 454.01
65313608 | CENTRING COVER | 62.12
65313613 | UNION/OIL HOSE RP1/4XRP3/8X30 | 45
65313644 | OIL HOSE RS331 L12 INOX | 182.7
65313731 | IGNITION CABLE FZLSI 1X1,00Q-CU/SILICONE | 15
65313815 | MOTOR 15KW 400/690V D42 IE3 AF GREY | 2510
65313819 | LANCE GAS HEAD F. EK DUO 3 | 84.2
65313820 | STRAIGHT UNION P-GEV28LR | 45.5
65313835 | ADJUST ROD SLIDING TETE KN | 250
65313836 | LEVER TRANSMISSION L128 | 250
65313837 | ADJUST ROD SLIDING TETE KM | 145
65313838 | ADJUST ROD SLIDING TETE KL | 145
65313840 | HEAD FIX EKEVO/N 6 G-E/R-1 | 3670
65313841 | HEAD FIX EKEVO/N 7.3600 G-E/R-1 | 3670
65313842 | HEAD FIX EKEVO/N 7.4500 G-E/R-1 | 3670
65313843 | AIR PRESS.SWITCH LGW 150 A4/2 IP65 G3 | 380
65313846 | IGNITION ELECTRODE D11X100D6,4D2,5X150 27/90° | 89
65313850 | FUSE 6.3A (CERAMIC) | 12
65313868 | RELAY INSERT FIN34.51.7.060.5010 1W GOLD | 72
65313869 | RELAY INSERT FIN41.52.9.110.0010 2W GOLD | 72
65313873 | LEVER / FLAP SPINDLE 54X20 D10-D6 | 19
65313874 | SPINDLE / AIR FLAP/LEVER D12X669 M8 | 130
65313875 | SPINDLE / AIR FLAP/POINTER D12X680 M8-M6 | 130
65313876 | SPINDLE / AIR FLAP/GEAR D12X671 | 130
65313877 | SPINDLE / ACTUATOR/GEAR D12X679 | 130
65320006 | CASING AIR SNORKEL D.60 MAX 1 | 50.75
65320013 | CONTROL UNIT SR 3 Tv30 220/50 | 223.3
65320014 | CONTROL UNIT SR 3 Tv30 220/60 | 206.05
65320015 | CONTROL UNIT VE 3.2 Tv30 220/50 | 268
65320016 | CONTROL UNIT VE 3.2 Tv30 220/60 | 268
65320021 | CONTROL UNIT MF2 Tv30 220/60 | 340
65320022 | CONTROL UNIT MF2 F Tv30 | 475
65320023 | CONTROL UNIT LMO 14.111 C2 230/50 | 105
65320024 | CONTROL UNIT LMO 44.255 C2 230/50 | 178
65320025 | CONTROL UNIT LMO 64.300 B2 230/50 | 178
65320026 | CONTROL UNIT LFL 1.622 | 498
65320027 | CONTROL UNIT BV 3.2. 220/50 | 229.8
65320028 | CONTROL UNIT LOA 24.171 B2EM | 116
65320029 | CONTROL UNIT LOA 24.171 B17 110/60 | 163
65320030 | CONTROL UNIT SM 352 Tv10 | 198
65320032 | CONTROL UNIT MMI 810.1mod 35 Ts5 | 240
65320033 | CENTRALITA LGB 21.330 A27 ( OBSR, ) | 260
65320034 | CONTROL UNIT LGB 22.330 A27 | 270
65320035 | CONTROL UNIT LGB 22.330 A17 120/60 | 291
65320036 | CONTROL UNIT LGB 21.130 A27 | 270
65320037 | CONTROL UNIT LGB 21.350 A27 | 270
65320038 | CONTROL UNIT LGB 21.230 A27 | 270
65320039 | CONTROL UNIT LGB 22.130 A27 | 270
65320040 | CONTROL UNIT GF 3 S.O2 Tv20 | 110
65320041 | CONTROL UNIT GF 3Tv20 110/50-60 | 122.4
65320042 | CONTROL UNIT GF 3 S.O6 Tv30 | 122.4
65320043 | CONTROL UNIT G 22 S.O9 Tv9 | 122.4
65320045 | CONTROL UNIT G 33 S.O3 Tv10 | 110
65320049 | CONTROL UNIT LGA 52.150 A27 230/50 | 220
65320053 | CONTROL UNIT LAL 1.25 110/50-60 | 677.21
65320054 | CONTROL UNIT TF 974 | 150
65320058 | CONTROL UNIT TF 830.3 | 150
65320059 | CONTROL UNIT TF 832.3 | 150
65320060 | CONTROL UNIT DKO 970 mod05 | 183.6
65320061 | CONTROL UNIT DKO 992mod20 Post V.240s | 183.6
65320062 | CONTROL UNIT S4565 C1090 | 149.21
65320063 | CONTROL UNIT LAL 2.25 | 411.08
65320064 | CONTROL UNIT LMV 51.100 C2 230/50 | 2238
65320065 | IGNITION TRANSFO. AGG5.220 230V | 101.5
65320066 | CONTROL UNIT LMV 52.200 B2 230/50-60 | 5230
65320067 | CONTROL UNIT AZL 52.00B1 DISPLAY"RU" | 1008.81
65320069 | PANEL DISPLAY PS-CLDESP NARDE | 276.59
65320070 | CONTROL UNIT LME 11.330 C2 230/50 | 130
65320071 | PHOTOCELL FC 7/R L1200 RED | 29.44
65320072 | PHOTOCELL FC 7/A+CLAMP BLU | 33.5
65320074 | PHOTOCELL FC 7/A L430 BLU | 25
65320075 | PHOTOCELL QRA 2 | 170.52
65320076 | PHOTOCELL QRB 1A A050B70A2 BLACK | 21.5
65320077 | PHOTOCELL QRB 1A A050B70A1 L280 | 35.5
65320078 | PHOTOCELL QRB 1A A050B70A1 L380 | 35.5
65320079 | PHOTOCELL QRB1BA050B70A2 RED | 21.5
65320082 | PHOTOCELL QRB 1B A050B70A2 L380 | 35.5
65320084 | SATRONIC 90° PHOTOC.CONNECTORart.7225001 | 7.61
65320085 | PLUG-IN BASE/PHOTOCELL SATRONIC COD.59101 | 5
65320086 | SATRONIC PHOTOCELL CONNECTOR STRAIGHT | 11.27
65320087 | PHOTOCELL QRI 2B B180B1 | 756.28
65320088 | CLAMP LANDIS FOR CELL QRI/QRA 41998 | 14.51
65320089 | FLANGE PHOTOCELL QRI-QRA 42418 | 20.71
65320090 | PHOTOCELL UV1 D22 | 194.88
65320091 | PLUG-IN BASE/CONTROL UNIT LFL1.622-.335-.322-LGK | 42.63
65320092 | PLUG-IN BASE/CONTROL UNIT SERIE LOA LGB - AG | 21.11
65320093 | RUBBER FUNNEL AGK66 | 2.54
65320094 | PLUG-IN BASE BRAHMA SR3-VE3.2-M300-G22-G33- | 27.41
65320095 | RUBBER FUNNEL AGK 65 LANDIS ( WITH DRILLING/pres | 3.35
65320096 | PLUG-IN BASE/DISP.CONTR.LDU 11 | 32.48
65320097 | PLUG-IN BASE/CONTROL UNIT LAL COD. AGM4104905 | 55.83
65320098 | PLUG-IN BASE/CONTROL UNIT SATRONIC TF 974 S98N7E COD | 22.33
65320099 | RUBBER FUNNEL/BASE CONTROL UNIT SATRONIC 3 f | 14.92
65320100 | RUBBER FUNNEL/BASE CONTROL UNIT SATRONIC 7 f | 4.26
65320101 | PLUG-IN BASE/CONTROL UNIT SATRONIC TF 830.3 S98 cod. | 32.48
65320126 | CASING AIR MAX HOUSING D161 | 28
65320127 | CASING AIR SNORKEL D.48 HOUSING D100-2 | 40.8
65320128 | CASING AIR SNORKEL D.60 HOUS.100-1 | 26.39
65320130 | CASING AIR MAX 8-12 HOUSING D.120 | 53.5
65320131 | CASING AIR INTAKE MAX 4 HOUS.d.120 | 41.62
65320132 | CASING SNORKEL CASING AIR D.60 MAX 1 | 19.29
65320133 | CASING SNORKEL CASING AIR D.60 MAX 1 | 72.07
65320134 | CASING AIR D.60 MAX 1 GRANT | 74.1
65320135 | SET PALLET FOR REF.CARTONE 108 | 43.65
65320136 | SET PALLET FOR REF.CARTONE 71 | 39.59
65320137 | STICKER ADHESIVE SCHEMA ELECTRIQUE 220V/50H | 2.33
65320138 | RING REDUCTION D215XD192X50/FLAME TUBE | 214.98
65320140 | FLANGE 244X244D192 | 310.08
65320141 | ROD SUPP.HEAD T.C. HEXAG.7X133 C/DUCT IND | 25.5
65320142 | ROD SUPP.HEAD T.L. HEXAG.7X190 C/DUCT IND | 21.72
65320143 | ROD SUPP.HEAD HEXAG.7X131 S/DUCT INDEX C | 17.76
65320144 | ROD SUPP.HEAD T.C. HEXAG.7X133 S/DUCT IND | 18.27
65320145 | ROD SUPP.HEAD T.L. HEXAG.7X190 S/DUCT IND | 18.57
65320146 | ROD SUPP.HEAD HEXAG.7X140 S/DUCT INDEX C | 12.48
65320147 | ROD SUPP.HEAD HEXAG.7X95 S/DUCT INDEX C/ | 33.5
65320148 | ROD SUPP.HEAD HEXAG.7x194 S/DUCT INDEX C | 17.86
65320149 | ROD SUPP.HEAD HEXAG.7X120 S/DUCT INDEX C | 18.27
65320150 | ROD SUPP.HEAD T.C. HEXAG.7x136 S/DUCT IND | 22.18
65320151 | ROD SUPP.HEAD HEXAG.7x123 S/DUCT INDEX C | 16.75
65320152 | ROD SUPP.HEAD HEXAG.7X92 S/DUCT INDEX C/ | 27.41
65320153 | ROD SUPP.HEAD HEXAG.7 C/FORO M6 MINOR 1 I | 21.32
65320154 | ROD SUPP.HEAD T.C. HEXAG.7X180 C/DUCT IND | 18.27
65320155 | ROD SUPP.HEAD T.L. HEXAG.7X285 C/DUCT IND | 21.32
65320156 | ROD SUPP.HEAD T.L. HEXAG.7X437 C/DUCT IND | 32.78
65320157 | ROD SUPP.HEAD T.C. HEXAG.7X175 C/DUCT IND | 22.18
65320158 | ROD TL HEXAG.7X235 mm | 16.04
65320159 | ROD SUPP.HEAD T.C. HEXAG.7X188 C/DUCT IND | 30.45
65320160 | ROD SUPP.HEAD T.L. HEXAG.7X288 C/DUCT IND | 28.42
65320161 | ROD SUPP.HEAD T.C. HEXAG.7X218 C/DUCT IND | 27.41
65320162 | ADJUST ROD HEAD MAX GAS 70 TC | 11.98
65320163 | ADJUST ROD HEAD MAX GAS 70 TL | 12.18
65320164 | ADJUST ROD HEAD MAX GAS 120 TC | 11.47
65320165 | ADJUST ROD HEAD MAX GAS 120 TL | 12.48
65320166 | ADJUST ROD HEAD MAX GAS 40 TC | 14.62
65320167 | ADJUST ROD HEAD MAX GAS 40 TL | 14.11
65320168 | ROD SUPP.HEAD HEXAG.7x179 S/DUCT INDEX C | 18.27
65320169 | ADJUST ROD TC HEXAG.7 L 200 C/DUCT MINOR | 24.16
65320170 | ADJUST ROD TL HEXAG.7 L 257 C/DUCT MINOR | 19.18
65320171 | ADJUST ROD HEAD ECO-DUO HEXAG.7 L 307 C/BU | 19.29
65320172 | ROD SUPP.HEAD T.L. HEXAG.7X249 C/DUCT IND | 21.32
65320173 | ROD SUPP.HEAD T.C. HEXAG.7X192 C/DUCT IND | 16.46
65320174 | ROD SUPP.HEAD T.L. HEXAG.7X233 C/DUCT IND | 21.32
65320175 | ROD SUPP.HEAD HEXAG.7X176 C/DUCT INDEX | 17.76
65320176 | ADJUST ROD HEAD HEXAG.7x134 70/90-100/125 TR | 27.3
65320177 | ROD SUPP.HEAD BASE 1/8X148 ECOJET 3-5 | 22.74
65320178 | ROD SUPP.HEAD CONED 1/8X205 ECOJET 3- | 21.32
65320179 | ROD SUPP.HEAD BASE 1/8X164 ECOJET 3-5 | 37.25
65320180 | ROD SUPP.HEAD BASE 1/8X221 ECOJET 3-5 | 39.59
65320181 | ROD SUPP./ADJUSTMENT TC L 141 HOUS.d120 | 31.47
65320182 | ROD SUPP./ADJUSTMENT TL L 198 HOUS.d120 | 31.47
65320183 | ROD SUPP./ADJUSTMENT TC L 160 HOUS.D120 | 27.41
65320184 | ROD SUPP./ADJUSTMENT TL L 217 HOUS.d120 | 31.47
65320185 | ROD SUPP./ADJUSTMENT TC R L 109 HOUS.d120 | 31.47
65320186 | ROD SUPP./ADJUSTMENT TL R L 166 HOUS.d120 | 31.47
65320187 | ROD SUPP./ADJUSTMENT TC L 160 HOUS.d120 | 31.47
65320188 | ROD SUPP./ADJUSTMENT TL L 217 HOUS.D120 | 33.5
65320189 | ROD SUPP./ADJUSTMENT TL L 279 HOUS.d120 M | 31.47
65320190 | ROD SUPP./ADJUSTMENT TL L 233 HOUS.d120 | 31.47
65320191 | TUBE SUPPORT T.C. 1F. MAX | 45.88
65320192 | TUBE SUPPORT T.L. 1F. MAX | 39.18
65320193 | TUBE SUPPORT T.C. 2F. MAX | 51.66
65320194 | TUBE SUPPORT T.L. 2F. MAX | 53.59
65320195 | CONNECTION ROD D8X219 | 9.54
65320196 | CONNECTION ROD D8X319 | 8.93
65320197 | SET SHAFT SUPPORT TC L 194 HOUSING D120 MAX | 48.31
65320198 | SET SHAFT SUPPORT TC L 204 HOUSING D120 MAX | 45.57
65320199 | ROD SUPPORT HEAD FISSA L 112,5 MAX 4 | 33.19
65320200 | SET SHAFT SUPP.HEAD L 162,5 MAX 4 TR | 56.43
65320201 | SET SHAFT SUPPORT HEAD L 196 MAX 8 TRIA | 45.27
65320202 | PLATE ADJUSTMENT HEAD MAX 1 | 3.55
65320203 | ROD SUPPORT HEAD FISSA L 89 MAX 1 | 19.79
65320204 | ROD SUPP/ADJUSTMENT HEAD BASE L 132 MAX 1 | 17.46
65320205 | ROD SUPP/ADJUSTMENT HEAD BASE L 100 MAX 1R BO | 31.97
65320206 | TUBE SUPPORT T.L. 1F.R L 191.1 MAX | 40.5
65320208 | ROD SUPP.HEAD T.C. 30X128 C/SPACER | 45.37
65320209 | ROD SUPP.HEAD T.L. 30X232 C/SPACER | 30.15
65320210 | ROD SUPP.TC SPECIALE 30X55 MINOR 20 (GT | 42.02
65320211 | ROD SUPP.HEAD T.C. 30X138 S/SPACER | 17.15
65320213 | ROD SUPP.HEAD T.C. 10X10X154 C/SUPPORT E | 79.07
65320214 | ROD SUPP.HEAD T.L. 10X10X314 C/SUPPORT E | 82.01
65320215 | ADJUST ROD HEAD MAX GAS 170-250 T | 13.3
65320216 | ADJUST ROD HEAD MAX GAS 170-250 TL | 12.69
65320217 | ADJUST ROD HEAD TC BLU 350.1 | 59.17
65320218 | ADJUST ROD HEAD TL BLU 350.1 | 61.61
65320219 | WAISTBAND CONIC D101,5X290 LONG HEAD | 45.68
65320220 | WAISTBAND CONIC D101,5X190 SHORT HEAD | 111.65
65320221 | WAISTBAND D101,5X283 LONG HEAD | 41.62
65320222 | WAISTBAND D101,5X183 SHORT HEAD | 41.62
65320223 | WAISTBAND CONIC D101,5X280 LONG HEAD | 35.42
65320224 | WAISTBAND D108X57/SETTING AIR | 32.68
65320225 | WAISTBAND MAX 15 FAN.HOUSING D.161 | 35.42
65320226 | SUPPORT ADJUSTMENT HEAD HOUSING D145 59X32 | 1.5
65320227 | ROD SUPP.HEAD T.L. D10X245 C/WASHER | 25.58
65320228 | ROD SUPP.HEAD T.C. D10X171 HEXAG.7 BLU 15 | 1.65
65320229 | ROD SUPP.HEAD T.L. D10X276 HEXAG.7 BLU 15 | 29.23
65320230 | ROD SUPP.HEAD T.C/T.L D10X66 BLU 500-7 | 21.32
65320232 | ROD SUPP.HEAD TC D10X455 HOUS.280 GAS | 61.92
65320233 | ROD SUPP.HEAD TL D10X655 HOUS.280 GAS | 68.41
65320234 | ROD SUPP.HEAD TC.R 10X10X118 MAIOR P45 | 82.82
65320235 | ROD SUPP.HEAD TL.R 10X10X278 MAIOR P45 | 76.13
65320236 | ROD SUPP.HEAD TC.R 10X10X111 MAIOR P60 | 78.05
65320237 | ROD SUPP.HEAD TL.R 10X10X271 MAIOR P60 | 96.43
65320238 | ROD SUPP.HEAD TC D10X155 MODULAIR-PR 3 | 60.39
65320239 | ROD SUPP.HEAD TL D10X355 MODULAIR-PR 3 | 61.2
65320240 | HOLDER ELECTRODE Fe 40X20X6 MAIOR HOUSING D180 | 5.99
65320242 | ROD SUP.HEAD D12x545 BLU 3000.1-4000.1 | 81.2
65320243 | ROD SUP.HEAD D12x745 BLU 3000.1-4000.1 | 81.2
65320244 | ROD SUPP.HEAD D12x470 BLU 1700.1-2000. | 85.26
65320245 | ROD SUPP.HEAD D12x670 BLU 1700.1-2000. | 85.26
65320246 | ADJUST ROD T.L. MAIOR P300.1-P4 | 64
65320247 | ADJUST ROD HEAD SHORT HOUS.d630 | 130.83
65320248 | SUPPORT BOND RACK/SHAFT GAS HEAD FU | 6.5
65320249 | PLATE/RACK ADJUSTMENT GAS HEAD FUSI | 9.14
65320250 | COG WHEEL ADJUSTMENT GAS HEAD FUSI | 4.57
65320251 | PIPE SPUR WHEEL/INDEX ADJUSTMENT GAS HEAD | 11.88
65320252 | INDEX ADJUSTMENT GAS HEAD HOUSING D26 | 20.63
65320253 | ADJUST ROD HEAD GAS BLU 1400.1 TL | 60.9
65320254 | PIPE FIXING ADJUSTMENT AIR | 9.74
65320255 | FLAME TUBE D89 L72 SILEN.TYP1 | 59.89
65320256 | FLAME TUBE D89 L173 SILEN.TYP1 | 89.32
65320257 | FLAME TUBE D89 L114 SILEN.TYP1 | 80
65320258 | FLAME TUBE D89 L98 SILEN.TYP1 | 60.9
65320259 | FLAME TUBE D89 L184 SILEN.TYP1 | 126.77
65320260 | FLAME TUBE D89 L72 SILEN.TYP1 | 92.37
65320261 | FLAME TUBE D89 L72 SILEN.TYP1 | 146.16
65320262 | FLAME TUBE D89 L114 SILEN.TYP1 | 81.2
65320263 | FLAME TUBE D89 L72 SILEN.TYP1 | 116.73
65320265 | FLAME TUBE D89 L98 SILEN.TYP1 | 96.43
65320266 | FLAME TUBE D89 L98 SILEN.TYP | 146.16
65320267 | FLAME TUBE D89 L72 SILEN.TYP3 | 49.74
65320268 | FLAME TUBE D89 L72 SILEN.TYP3 | 41.62
65320269 | FLAME TUBE D89 L98 SILEN.TYP | 146.16
65320270 | FLAME TUBE D89 L98 SILEN.TYP1 | 123.83
65320271 | FLAME TUBE D89 L98 SILEN.TYP1 | 123.83
65320272 | FLAME TUBE D89 L76 SILEN.AGA 150 | 116.73
65320273 | FLAME TUBE D89 L72 SILEN.TYP1 | 71.05
65320274 | FLAME TUBE D89 L114 SILEN.TYP1 | 114.7
65320275 | FLAME TUBE D89 L114 SILEN.TYP2 | 123.83
65320277 | FLAME TUBE D89 L72 SILEN.TYP2 | 79.68
65320278 | FLAME TUBE D89 L114 SILEN.TYP2 | 81
65320279 | FLAME TUBE D89 L72 SILEN.TYP4 | 78.5
65320280 | FLAME TUBE D89 L114 SILEN.TYP2 | 68.01
65320281 | FLAME TUBE D89 L82 SILEN.TYP2 | 162.4
65320282 | FLAME TUBE D89 L48 SILEN.TYP1 | 146.16
65320283 | FLAME TUBE D89 L98 SILEN.TYP1 | 103.53
65320284 | FLAME TUBE D89 L72 SILEN.TYP3 | 79.68
65320286 | FLAME TUBE D89 L72 SILEN.TYP4 | 79.68
65320288 | FLAME TUBE D89 L114 SILEN.TYP4 | 82.22
65320289 | FLAME TUBE D89/80 L130 | 56.64
65320290 | BOCA FUEGO TL 89-80 L187 | 57.86
65320291 | FLAME TUBE D89/80 L237 | 78.16
65320292 | FLAME TUBE D89/80 L187 AISI304 | 106.58
65320293 | FLAME TUBE D89/80 L261 | 73.08
65320294 | FLAME TUBE D89/65 L158 | 62.93
65320297 | FLAME TUBE D89/73 L80 | 73.08
65320298 | FLAME TUBE D89/76 L111 | 50.75
65320299 | FLAME TUBE D89/80 L168 | 42.63
65320300 | FLAME TUBE D89/76 L168 | 55.83
65320301 | FLAME TUBE D89/76 L80 | 42.02
65320303 | FLAME TUBE D89/68 L220 | 123.83
65320305 | FLAME TUBE D89/80/67 L110 | 56.84
65320307 | FLAME TUBE D89/80 L94 FLANGE 110X110 | 89.8
65320308 | FLAME TUBE D89/80 L94FLANGEd170 | 91.15
65320309 | FLAME TUBE D89/80 L94 FLANGE 130X130 | 91.15
65320310 | FLAME TUBE D89/80/64 L187 | 73.08
65320311 | FLAME TUBE D89/68 L105 | 42.63
65320312 | FLAME TUBE D89/68 L205 | 55.83
65320313 | FLAME TUBE D89/76 L160 | 50.75
65320314 | FLAME TUBE D89/76 L240 | 51.77
65320315 | FLAME TUBE D89/68 L87 | 56.84
65320316 | FLAME TUBE D89/68 L187 | 61.92
65320317 | FLAME TUBE D89/98/72 L178 | 108.71
65320318 | FLAME TUBE D89/98/72 L258 | 78.16
65320320 | FLAME TUBE D89/79 L111 | 30.45
65320322 | FLAME TUBE D89/79 L168 | 47
65320323 | FLAME TUBE D89 L111 | 37.56
65320324 | FLAME TUBE D89 L168 | 40.6
65320325 | FLAME TUBE D89/79 L111 SP10/20 | 34.51
65320327 | FLAME TUBE D89/79 L168 SP20/10 | 34.21
65320329 | FLAME TUBE D89/79 L111 | 27.1
65320331 | FLAME TUBE D89/79 L168 | 47
65320333 | FLAME TUBE D89/80 L85 | 18.27
65320334 | FLAME TUBE D89 L68 SILEN. | 38.57
65320336 | FLAME TUBE D89/79 L111 | 31.47
65320337 | FLAME TUBE D89 L91 | 26.39
65320339 | FLAME TUBE D89/79 L143 | 57.86
65320341 | FLAME TUBE D89/80 L68 SILEN. | 47.71
65320342 | FLAME TUBE D89/80 L70 SILEN. | 78.16
65320343 | FLAME TUBE D102/92 L130 | 49.74
65320344 | FLAME TUBE D102/92 L235 | 72.57
65320345 | FLAME TUBE D89/80/89 L123 | 40.6
65320346 | FLAME TUBE D89/80/89 L183 | 106.58
65320348 | FLAME TUBE D89/80/89 L94 | 45.17
65320349 | FLAME TUBE D102/92 L387 AISI304 | 172.55
65320350 | FLAME TUBE D89/80/89 L94FLANGEd110 | 97.44
65320351 | FLAME TUBE D89/80/89 L123 AISI304 | 63.95
65320352 | FLAME TUBE D102/112 L155 | 50.75
65320354 | FLAME TUBE D102/108/95 L173 | 71.05
65320355 | FLAME TUBE D102/108/95 L253 | 119.06
65320356 | FLAME TUBE D89/79 L120 | 106.58
65320358 | FLAME TUBE D102/114 L163 | 115.71
65320359 | FLAME TUBE D102/112/101 L219HOUS.d145 | 204.62
65320360 | FLAME TUBE D102/83/107 L145 | 49.74
65320361 | FLAME TUBE D102/83/107 L261 | 62.93
65320362 | FLAME TUBE D89/98/87 L135 | 85.26
65320363 | FLAME TUBE D89/98/87 L192 | 91.35
65320364 | FLAME TUBE D89/80/59 L215 | 131.95
65320366 | FLAME TUBE D89/59/88 L190 | 146.16
65320367 | FLAME TUBE D89/80/59 L82 | 105
65320368 | FLAME TUBE D108 L300HOUS.d180 | 68.01
65320369 | FLAME TUBE D108 L200HOUS.d180 | 58.87
65320370 | FLAME TUBE D108/130 L200HOUS.d180 | 130.12
65320371 | FLAME TUBE D108/130 L300HOUS.d180 | 130.12
65320374 | FLAME TUBE D108/96/112 L205 | 149.1
65320375 | FLAME TUBE D108/112 L305 TYP98 | 98.5
65320376 | FLAME TUBE D107 L180HOUS.d160 | 65.57
65320377 | FLAME TUBE D107 L280HOUS.d160 | 35.53
65320381 | FLAME TUBE D139/160/147 L235HOUS.d180-260 | 138.04
65320382 | FLAME TUBE D139/160 L210HOUS.d260 | 114.9
65320383 | FLAME TUBE D139/160 L370HOUS.d260 | 126.27
65320384 | FLAME TUBE D139/160 L175HOUS.d180 | 114.9
65320385 | FLAME TUBE D139/160 L355HOUS.d180 | 208
65320386 | FLAME TUBE D138 L230HOUS.d180 | 68.31
65320387 | FLAME TUBE D139 L345HOUS.d180 | 99.57
65320389 | FLAME TUBE D139/160/137 L425HOUS.d180/260 | 162.4
65320390 | FLAME TUBE D139 L298HOUS.d180 | 181.79
65320391 | FLAME TUBE D139 L128HOUS.d180 | 179
65320394 | FLAME TUBE D142/160/135 L210HOUS.d260 | 394.7
65320395 | FLAME TUBE D142/160/135 L430HOUS.d260 | 408
65320396 | FLAME TUBE D125/110/125/110 L180 | 96.43
65320397 | FLAME TUBE D125/110/125/110 L280 | 106.58
65320398 | FLAME TUBE D125/95 L197 | 84.25
65320399 | FLAME TUBE D125/95 L297 | 89.32
65320400 | FLAME TUBE D159/180 L210HOUS.d260 | 142.1
65320402 | FLAME TUBE D168/190 L210HOUS.d260 | 158
65320403 | FLAME TUBE D168/190 L430HOUS.d260 | 160
65320404 | FLAME TUBE D168/190/170 L260HOUS.d260 | 208.08
65320405 | FLAME TUBE D168/190/170 L480HOUS.d260 | 187.78
65320406 | FLAME TUBE D168 L150HOUS.d260 | 160
65320407 | FLAME TUBE D168 L290HOUS.d260 | 160
65320408 | FLAME TUBE D159/180/160 L270HOUS.d260 | 177.63
65320409 | FLAME TUBE D159/180/160 L430HOUS.d260 | 248
65320411 | FLAME TUBE D168/180 L210HOUS.d260 | 142.1
65320412 | FLAME TUBE D168/180 L430HOUS.d260 | 187.78
65320413 | FLAME TUBE D168/180/158 L275HOUS.d260 | 238.53
65320414 | FLAME TUBE D168/180/158 L495HOUS.d260 | 235
65320415 | FLAME TUBE D162/200/172 L345HOUS.d260 | 376
65320416 | FLAME TUBE D162/200/172 L495HOUS.d260 | 480
65320417 | FLAME TUBE D193 L331HOUS.d260 | 189
65320418 | FLAME TUBE D193 L481HOUS.d260 | 222
65320419 | FLAME TUBE D193/215/200 L345HOUS.d260 | 204.22
65320420 | BOCC. FUS.260 TL 193X495 C/CAMPANA BLU 1 | 269
65320425 | FLAME TUBE D219/240/225 L605HOUS.d260 | 504
65320426 | FLAME TUBE D240 L375HOUS.d320 | 527.8
65320433 | FLAME TUBE D270/320/290 L433 | 740
65320434 | FLAME TUBE D240/230/290/260 L388 | 560
65320435 | FLAME TUBE D240/230/290/260 L588 | 755.77
65320436 | FLAME TUBE D216/270/240 L406 | 208.16
65320437 | FLAME TUBE D216/270/240 L606 | 328.86
65320438 | FLAME TUBE D216/250/220 L400 | 332.92
65320439 | FLAME TUBE D216/250/220 L600 | 512.58
65320440 | FLAME TUBE D240/270/320/290 L373 | 857.27
65320441 | FLAME TUBE D240/270/320/290 L623 | 990.74
65320442 | FLAME TUBE D271 L123 FLANGE | 456.75
65320443 | FLAME TUBE D271 L373 FLANGE | 456.75
65320444 | FLAME CUP D272/320/290 L345 | 1114.27
65320445 | FLAME TUBE D233 L373 FLANGE | 471.98
65320446 | FLAME CUP D234/290/260 L345 | 614.08
65320447 | FLAME TUBE D216 L205 | 251.1
65320448 | FLAME TUBE D216 L365 | 251.1
65320449 | FLAME CUP D217/250/220 L260 | 480
65320450 | FLAME CUP D217/270/240 L260 | 984.55
65320451 | FLAME TUBE D216/250/220 L346 | 369.46
65320452 | FLAME TUBE D216/250/220 L546 | 332.92
65320453 | FLAME TUBE D216/270/240 L346 | 594.69
65320454 | FLAME TUBE D216/270/240 L546 | 328.86
65320455 | FLAME TUBE D240/220/290/260 L588 | 1030.12
65320457 | FLAME TUBE D240/233 L315 | 560
65320458 | FLAME TUBE D363 L200 FLANGE 505X503 | 564.44
65320459 | FLAME CUP D365/425/380 L460 | 4361.25
65320460 | FLAME TUBE D370/350/420 L530HOUS.d630 AISI430 | 1537.62
65320461 | FLAME CUP D450/400/450/400 L467 | 2426.87
65320462 | FLAME CUP D365/330/365/330 L467 | 2282.94
65320465 | FLAME CUP D145/132 L135 | 71.05
65320466 | FLAME CUP D173/161 L135 | 75.81
65320469 | COVER PST COMPLETE WIRING WITH DRILLING C4/92 FUS | 40.6
65320470 | SQUARE SUPPORT COMP.ELECT. C4/92 HOUSING | 46.79
65320471 | COVER PVC COMPLETE WIRING WITH DRILLING C4/92 FUS | 32.48
65320472 | COVER PST COMPLETE WIRING WITH DRILLING C4/92/S | 32.48
65320473 | CASING HOLDER COMP.ELET.SUPPORT TYPE 4 HOUSING D260 | 120.18
65320476 | PLATE SUPPORT ELECTRICAL COMPONENT | 114.9
65320477 | COVER PROTECT CONTROL TABLE | 18.68
65320478 | SQUARE ASS.X CASING HOLDER COMP.ELET. TYPE | 90.34
65320479 | PANEL INSTRUMENT CARRIER CASING C4S Major-Blu | 13.09
65320480 | PANEL INSTRUMENT CARRIER CASING C4S Modulair S | 13.7
65320481 | SQUARE SUPPORT CONTROL UNIT LANDIS WITH AGQ1.1 (C4/S) | 9.14
65320482 | PANEL INSTRUMENT CARRIER CASING TYPE 4 OILFLAM 2F. | 43.65
65320483 | PANEL INSTRUMENT CARRIER CASING TYPE 4 OILFLAM 300 | 49.63
65320484 | PANEL INSTRUMENT CARRIER CASING TYPE 4 OILFLAM 20- | 39.38
65320485 | INSPECTION GLASS D180 | 2.5
65320486 | SCREEN FOR HOUSING D180 RED | 16.24
65320487 | INSPECTION GLASS 108X66X3 | 8.32
65320488 | CORNICE VIEW WITH GRID INOX 112X72 B | 12.38
65320489 | COVER ELECTRIC TERMINAL LATAMID 66 H2G25 VOD B | 2.69
65320490 | PAWL CLAMP FOR COMBUSTION HEAD ADJUST MAIOR P45-60 | 22
65320491 | SCREEN FOR HOUSING D180 ALIMINIUM | 18.47
65320492 | WASHER /SCREW M3 COVER ELECTRIC TERMINAL MAMMUT D | 0.71
65320493 | COVER SHUTTING COUVRE ELECTRIC TERMINAL LAT | 3.86
65320494 | COUPLING D17,8/8,5X19 PUMP | 28.12
65320495 | RUBBER FUNNEL HEATER ECOIL 3-5-8 | 2
65320496 | CAP TRANSPARENT 60 PRT MOLVENO | 5.38
65320497 | COUPLING D16/7X20,5 PUMP | 15
65320498 | COUPLING D20/11,7X23,5 MOTOR | 15
65320499 | COVER ELECTRIC TERMINAL LATAMID 66 (LAVORATA) | 2.96
65320500 | RUBBER FUNNEL COMPACT FOR CONNECTOR A 6-9 | 2.27
65320501 | RUBBER FUNNEL 10/4X9/IGNITION TRANSFO | 5
65320502 | AIR GUIDE/HOUS.d100 COVER IN | 12
65320503 | INSPECTION GLASS D13.3X2 HOUSING D120 MAX | 1.17
65320504 | CLOSING PLATE STOP PAWL ZI | 11.57
65320505 | AIR GUIDE MAX 1 | 4
65320506 | AIR GUIDE MAX 1 PREHEATED F.F.BEL | 3.35
65320507 | TUBE AIR COMBUSTION HEAD COOKER AGA 800 | 42.22
65320508 | TUBE AIR COMBUSTION HEAD COOKER AGA 400 | 23.85
65320509 | COVER PVC FORATA TYPE SNORKEL D 80X35 C | 18
65320510 | COVER PVC FORATA TYPE SNORKEL D 75X35(E | 9.95
65320511 | COVER PVC/DUOFLAM AND SNORKEL HOUSING D100- | 13.7
65320512 | DIAPHRAGM AIR D 29 SERENA TERMOROBOT | 16
65320513 | ADAPTER SNORKEL D75/80X32 | 6.8
65320514 | GRID AIR BOX HOUS.d100-d1 | 13.9
65320515 | REDUCTION SLEEVE D60/AIR BOX HOUSING 12 | 5
65320516 | REDUCER D80mm/AIR BOX MAX F.H.121 | 10
65320517 | GRID PROTECT AIR BOX | 2.76
65320518 | COVER AIR CASING MAX HOUSING D120 | 5.38
65320519 | AIR FLAP MAX 1 | 10.15
65320520 | SCREEN CASING INLET AIR MAX | 2.1
65320521 | SPINDLE / AIR FLAP D7,9X18 GEARING D16 | 6.3
65320522 | CASING SILENCER INLET AIR MAX | 8.63
65320523 | AIR FLAP CASING SILENC. MAX 1 TAM | 16
65320524 | INSULATION CASING SILENCER MAX 1 | 11.17
65320525 | SCREEN FOR ADJUSTMENT AIR MAX 1 GAH | 10.76
65320526 | REDUCTION SLEEVE D80/TUBE SNORKEL AGA TWIN | 25.27
65320527 | CASING AIR SNORKEL WITH COVER | 78.56
65320528 | SPINDLE / AIR FLAP D6X84,5 FLAT L66 | 16.24
65320529 | AIR FLAP BUTTERFLY D.65 FLAP ECOSILEN | 3.1
65320530 | CASING AIR SNORKEL FLAP ECOSILENT | 64.96
65320531 | SUPPORT ADJUSTMENT AIR FLAP BUTTERFLY SERENA ECOS.1F | 27.5
65320532 | COVER METAL D90 AIR FLAP DUOFLAM | 13.8
65320533 | COVER FOR HOUSING D125 (116X65) | 9.85
65320534 | COVER HOUS.d125 6 DRILLING D11 MINOR 12 | 16.44
65320535 | COVER HOUS. D 100 - 120 | 5.48
65320536 | COVER FOR Minor 1-1R MP2.06 (116X62.5) | 11.27
65320538 | FLAP INTERNAL ADJUSTMENT AIR D125 | 41.31
65320539 | COVER FERRO ADJUSTMENT AIR HOUS.d125/MINOR 1 | 38.57
65320540 | AIR FLAP IRON INT.X COVER MINOR 12 DIN | 17.76
65320541 | WAISTBAND L396,5X40/SETTING AIR | 14.72
65320542 | WAISTBAND L394,5X27,5/SETTING AIR | 14.72
65320543 | COVER FORATA HOUS.d125 . | 12.18
65320544 | AIR FLAP/TOTAL CLOSING | 17.56
65320545 | AIR FLAP Sp.10/10 METAL | 25.88
65320547 | PROTECTION CASING AIR HOUSING D180 IRON | 35.93
65320549 | COVER AIR RECYCLING Sp.7/10 COVER FUS | 36.95
65320551 | PROTECTION CASING AIR 165X137 FU | 35.93
65320552 | CASING AIR HT D160 | 54.81
65320553 | CASING AIR HOUSING D180 IN HOUSING ALUMINIUM C/F | 141.59
65320555 | CASING FOR HOUSING D 280 | 253.75
65320557 | PROTECTION CASING AIR HOUSING D280 | 73.49
65320560 | CASING FOR SHELL D320 SHEET OIL | 613.26
65320561 | COVER/OBLONG D158X3 CAS.ASP.SHELL 3 | 46.7
65320563 | CASING AIR LEFT ECOJET 3-6 | 4.97
65320564 | CASING AIR INTERNAL ECOJET 3-6 | 4.32
65320565 | CASING AIR A STRAIGHTE STAR | 4.97
65320566 | ADAPTER 135/165/135X27 HOUS.D180SILENCER | 63.95
65320568 | SHEET SUPPORT COVER MAX 1 | 5
65320570 | COVER RED RAL 3000 MAX 1 TAMP.TH | 13.5
65320576 | COVER GAS HOUSING D 125 F.BELGE+ ASOLA D 3 | 56.84
65320578 | COVER ECOJET 3-5 RED MAT.ABS | 26.49
65320579 | COVER STAR 3035 TAMP.FRANCO-B. GR | 41.11
65320580 | COVER STAR 3040-R TAMP.FRANCO-B. GR | 43.24
65320581 | COVER HOUSING D120 MAX RED NEUTR | 14
65320582 | CAP BURNER COVER MAX RED | 7
65320583 | SHEET SUPPORT COVER HOUSING D120 MAX | 6
65320584 | COVER HOUSING D120 MAX 4-8-12 BLACK | 12.18
65320586 | COVER MAX 4-8-12 RED RAL 3001 | 20.1
65320587 | SUPPORT COVER MAX HOUSING D160 | 11.06
65320588 | COVER HOUSING D120 MAX GREY GLIT | 18.37
65320589 | REVERSIBLE CAP COVER MAX GREY | 7
65320590 | COVER HOUSING D120 MAX GREY GLITER.T | 22.53
65320591 | REVERSIBLE CAP COVER MAX BLU RA | 7
65320595 | COVER HOUSING D120 MAX RED FIREBIRD | 20.91
65320596 | COVER MAX D120 GREY GLITER. STAR 40 | 23.24
65320597 | COVER MAX D120 GREY GLITER. STAR 40 | 23.04
65320598 | COVER HOUSING D120 MAX RED THERMECON | 18.57
65320602 | COVER MAX GAS 70-120 BLU RAL 5010 TAMP. | 24.36
65320603 | COVER MAX GAS 170-250 BLU RAL 5010 TAMP | 41.92
65320604 | SHEET OF PROTECTION BURNER MAX 4-8 | 20.1
65320605 | COVER MAX GAS 70-120 GREY | 24
65320607 | COVER HOUSING D 180 OIL RED | 212.24
65320608 | INSULATION/COVER 275X325 | 11.57
65320609 | INSULATION/COVER 850X165 (BANDE) | 19.29
65320610 | INSULATION/COVER 315X165 | 10.15
65320611 | INSULATION/COVER 370X630 HOUSING D 180 CEN | 25.38
65320612 | INSULATION/COVER 330X295 HOUSING D 180 SIDE S | 15.53
65320613 | INSULATION/COVER 330X295 HOUSING D 180 SIDE D | 15.53
65320614 | INSULATION/COVER 425X630 HOUSING D 180 CEN | 26.39
65320615 | SUPPORT COVER HOUSING D D 100 MINOR ITALIA DRILLING | 28.12
65320616 | SHIELD COVER HOUS.125 MINOR-AZU R DRILLING | 31.26
65320617 | SUPPORT COVER HOUSING D 125 STAR 14 F.BELGE F | 36.95
65320618 | SHIELD COVER HOUS.125 FORO 92 CENTRED | 47.3
65320619 | AIR RECYCLING HOUS.d 125 (Vent.99X43 | 14.21
65320620 | AIR RECYCLING STANLEY-BOYLER LAM.PR | 12.79
65320621 | AIR RECYCLING HOUS.d120 MAX | 2.74
65320622 | AIR RECYCLING HOUS.d 260/VENT. D26 | 19.18
65320623 | AIR RECYCLING.HOUS.D 260 (COUPLING Att | 25.48
65320624 | AIR RECYCLING HOUS.D 260/FAN WHEEL D | 14.21
65320625 | AIR RECYCLING HOUS.d 280 GAS | 25.27
65320626 | AIR RECYCLING HOUS.D 280 OIL/HEAVY OIL | 37.86
65320627 | RECYCLING WITH DECHARGE COUPLING PUMP FUS | 46.69
65320628 | AIR RECYCLING FOR HOUS.d 100 PLASTIC | 12.2
65320629 | AIR RECYCLING HOUSING D100 WITH BLADE AZUR SERE | 10.15
65320630 | AIR RECYCLING HOUS.d100 WITH SURPRES. SER.ECOSI | 18.27
65320631 | AIR RECYCLING FOR HOUSING D 100 PLASTIC AZZURRA I | 9.14
65320632 | RECYCLING SUPP.PUMP IN ALLUMIN. WITH AIR FLAP IN A | 26.39
65320633 | AIR FLAP INLET AIR STANLEY CUCINA Apert. | 8.22
65320634 | AIR FLAP INLET AIR STANLEY CUCINA Apert. | 27
65320635 | AIR RECYCLING HOUS.D180 C/SURPR.+ALETTA RE | 26.39
65320636 | AIR RECYCLING HOUS.d180 W.O. ALE | 20.3
65320637 | AIR RECYCLING HOUSING D180/FAN WHEEL D160X50 | 26.39
65320638 | AIR RECYCLING HOUSING D180 WITH BLADE AND DISCHARGE | 32.48
65320639 | AIR RECYCLING PRESSOF.HOUS.d260 VENT. D250-260 | 59.89
65320640 | AIR RECYCLING PRESSOF.HOUS.D260 FOR FAN WHEEL D220 | 67.9
65320641 | AIR RECYCLING PRESSOHOUS. FOR HOUSING D260/VE | 59.89
65320642 | AIR RECYCLING PRESSOHOUS. FOR HOUSING D260/VE | 59.89
65320643 | AIR RECYCLING HOUS.d280 ALUMINIUM SHELL | 101.09
65320644 | AIR RECYCLING HOUSING D320 ALUMINIUM SHELL | 50.24
65320645 | AIR RECYCLING HOUS.d320 IRON SHELL | 101.09
65320646 | FLANGE D740/500X2 FAN SCOOP | 328.96
65320647 | AIR RECYCLING D550/305 FAN WHEEL GR630 MOT.22kW | 159.36
65320648 | AIR RECYCLING D550/345 FAN WHEEL RU560MOT.15-18.5kWB | 159.36
65320649 | GRID PROTECT FOR AIR RECYCLING HOUSING D125 | 5.68
65320650 | AIR RECYCLING FOR HOUS.d 125 PLASTIC (mod.`93 | 8.12
65320651 | AIR RECYCLING DRILLING FOR 2 STAGE HOUSING D125 | 10.86
65320652 | AIR RECYCLING FOR HOUSING D 145 WITH BLADE ZI | 25.78
65320653 | AIR RECYCLING MOTOR AND FAN WHEEL HOUSING D145 PR | 6
65320654 | COVER D 100 WITH SPACCO PLUGS T | 7.51
65320655 | TAPA SUPERIOR ALUMINIO | 15.94
65320656 | COVER D 100 WITH SPACCO PLUG T | 7.11
65320657 | INSULATION/COVER HOUS.d 100/IGNITION TRANSFO.PIC | 10
65320658 | COVER IGNITION TRANSFORMER D102X101 | 13.5
65320659 | INSULATION/COVER DRILLED HOUS.d100 STANL | 13.7
65320660 | INSULATION/COVER HOUS.d 100 IN SILICONE | 19.29
65320661 | COVER FUS D100 VERSION 2001 | 15.76
65320662 | SQUARE SUPP.CONTROL UNIT AND ELECTRIC TERMINAL | 10
65320663 | COVER TERMINAL | 12
65320664 | CAP WITH STOP CABLE HOUSING D100 VERSION 2 | 1.5
65320665 | ADAPTER FIX SQUARE CONTROL UNIT | 1.32
65320666 | INSULATION/COVER DRILLED HOUSING D100 COOKE | 13.7
65320667 | COVER ALUMINIUM HOUS.D125 | 27.2
65320668 | COVER ALUMINIUM HOUS.D125 CATA. | 34.41
65320669 | COVER IN NYLON Sp.3mm.165.5x146 HOUS. | 21.5
65320671 | COVER HOUSING D 180 VERNIS (270X163) | 19.13
65320672 | INSULATION/COVER HOUSING D 180 (163X271XSp | 3.15
65320673 | COVER HOUSING D 145 VERNIS RED | 20.91
65320675 | INSULATION/COVER HOUSING D 260 | 4.21
65320676 | COVER HOUSING D 280 IRON 206X590 C/F | 81.1
65320677 | INSULATION/COVER HOUS.d 280 206X590 SP. | 15
65320678 | COVER SHELL D320 SHEET RED | 88.1
65320679 | COVER ECOIL 3-5-8 | 26.59
65320680 | SUPPORT FIOUL WITH HEATER D84.5X39 MINOR | 18.07
65320682 | CROSSPIECE GAS 4DRILLING D3-1DRILLING M4-3DRILLINGS D1, | 21.11
65320683 | CROSSPIECE GAS 4 DRILL. AZUR 60 | 21.32
65320684 | CROSSPIECE A OIL INS. PRESSOFUSA | 15.02
65320685 | SUPPORT A OIL INS.BRASS D84.5X45 ECOI | 21.52
65320686 | SUPPORT A OIL TYPE NUOV.INS.OT.D97.5X4 | 22.13
65320687 | CROSSPIECE OIL HOUS.d 100-125 SUPP.PORT | 6.19
65320689 | HOLDER ELECTRODE FOR HEATER DANFOSS | 15.83
65320690 | NOZZLE CARRIER A 1F MAX 20-30 | 32.68
65320691 | SUPPORT NOZZLE CARRIER A 2F MAX 25 | 44.86
65320692 | SUPPORT NOZZLE CARRIER A 1F MAX 15 | 43.95
65320693 | CROSSPIECE OIL MAX D120 STAR 4030 | 6.7
65320694 | SUPPORT ELECTRODE WITH RAZZE TR | 8.12
65320695 | CROSSPIECE CENTRING NOZZLE CARRIER HEX. 19,5 | 6.5
65320696 | HOLDER ELECTRODE BIFILAIRE MAX 1 | 7.45
65320697 | HOLDER ELECT-HEAD PIL.MAIOR/OILF. 71 | 382.96
65320698 | CROSSPIECE CENTRING NOZZLE CARRIER D18,2 | 4.5
65320699 | CROSSPIECE CENTRING TUBE NOZZLE CARRIER | 10.35
65320700 | CROSSPIECE CENTRING TUBE PREHEATED | 10.15
65320701 | CROSSPIECE CENTRING HEAD HOUSING D 180 | 42.63
65320702 | TUBE HEATER ECOFLAM D 18X61 | 6.6
65320703 | SUPPORT FOR HOUSING D180 Maior P25 AB Raggi | 139.16
65320704 | INSERT/HEATER ECOFLAM D18.3X38 MINOR INST | 19.49
65320705 | NOZZLE CARRIER DRILLING D3 MAIOR P15-25AB | 22.13
65320706 | NOZZLE CARRIER ECOJET 3-5 D18.3X60 HEXAG.19 O | 16.65
65320707 | NOZZLE CARRIER MINOR D18.3x60 HEXAG.19 | 23.65
65320708 | NOZZLE CARRIER WITH CROSSPIECE | 13.2
65320709 | NOZZLE CARRIER 1M-1R (THREAD) 7/8 UNEF | 340.03
65320710 | NOZZLE CARRIER MAX 1 TL | 21.82
65320711 | NOZZLE CARRIER MULTIC.MOD.70-100 -140 mm53 | 116.73
65320712 | NOZZLE CARRIER SQUARE MAIOR TYPE *96 | 54.51
65320713 | NOZZLE CARRIER MULTICALOR 53X30 | 81.2
65320715 | NOZZLE CARRIER / 3 NOZZLE MAIOR P60-80-120 | 166.97
65320716 | NOZZLE CARRIER FOR MAIOR PR150.1/600.1 | 107.29
65320717 | SET NOZZLE CARRIER 3F TC MULTICALOR 4- | 291
65320718 | SET NOZZLE CARRIER OF RIFL. MULTIC. TL 18 | 412.09
65320719 | BLOCK 40X25X25 AQUAMATIC | 36.44
65320720 | BAFFLE PLATE D70/19X10 3SL | 8.9
65320721 | SWIRLER D70/18,5X10 REAR 11DRIL. | 6.4
65320722 | SWIRLER D70/18,5X10 REAR 17DRIL. | 7.11
65320723 | SWIRLER D70/18,5 REAR 8DRIL. | 14.82
65320724 | SWIRLER D65/18,5X15 REAR 6DRIL. | 4.45
65320725 | SWIRLER D88,5/18,5 REAR 17DRIL. | 12.69
65320726 | SWIRLER D64/18,5 REAR 6DRIL. | 17.26
65320727 | BAFFLE PLATE D97/70,5 21SL REAR | 10.35
65320728 | BAFFLE PLATE D92/70,5 21SL REAR | 12.69
65320729 | BAFFLE PLATE D120/90 21SL REAR | 14.72
65320730 | BAFFLE PLATE D130/90 21SL REAR | 14.72
65320731 | BAFFLE PLATE D150/90 21SL REAR | 20.3
65320732 | BAFFLE PLATE D158/90 21SL REAR EXP | 21.21
65320733 | BAFFLE PLATE D158/90 21SL REAR | 34.61
65320734 | SWIRLER D84/44,5 21SL REAR 21DRIL. | 7.71
65320735 | BAFFLE PLATE D180/140 FRONT 6DRIL. | 44.66
65320736 | BAFFLE PLATE D95/70,5 21SL REAR | 14.62
65320737 | BAFFLE PLATE D153/90 21SL REAR 24DRIL. | 83.23
65320738 | BAFFLE PLATE D101/52X33 16SL 16DRIL. | 133.68
65320740 | BAFFLE PLATE D127/52X40 16SL 16DRIL. | 82.82
65320741 | FRONT DISK D85 DISK BACK D95 BLU 170-250 | 26.39
65320742 | BAFFLE PLATE D230/157X28 6DRIL. | 185
65320743 | BAFFLE PLATE D200/122X20 8SL 8+4DRIL. | 128.91
65320744 | BAFFLE PLATE D300/88X28 8SL 4DRIL. | 400.82
65320745 | DEFLECTOR D94/24 10SL IT | 40
65320746 | BAFFLE PLATE D80/24/59 4SL | 35.53
65320747 | BAFFLE PLATE D80/24/59 4SL 4 BUG. | 16.95
65320750 | BAFFLE PLATE D74/24X40 10SL | 13.4
65320752 | BAFFLE PLATE D70/26X40 8SL | 12.79
65320753 | BAFFLE PLATE D74/26X40 8SL | 46.9
65320754 | BAFFLE PLATE D74/26X40 8SL AISI 304 | 15.83
65320755 | BAFFLE PLATE D80/24X59 8SL | 17.26
65320756 | BAFFLE PLATE D85/26X40 8SL | 47
65320757 | BAFFLE PLATE D80/24X59 8SL 4 BUG. | 25.88
65320758 | BAFFLE PLATE D80/26X40 8SL SUPPORT D101 | 22
65320759 | BAFFLE PLATE D80/26X40 8SL | 25.88
65320760 | BAFFLE PLATE D80/20 4SL | 18.78
65320761 | BAFFLE PLATE D74,6/22X11 4SL 4DRIL. | 15
65320762 | BAFFLE PLATE D64/15X78 8SL | 26.19
65320763 | BAFFLE PLATE D64/15X78 4SL | 26.19
65320764 | SUPPORT SUP.ORE ELECT.HEAD C | 2.72
65320765 | BAFFLE PLATE D80/15X89 4SL | 49.74
65320766 | BAFFLE PLATE D64/15X62 4SL 4DRIL. | 105
65320767 | BAFFLE PLATE D94/22X42 10SL | 31.67
65320768 | BAFFLE PLATE D120/40 12/24SL | 85.56
65320770 | BAFFLE PLATE D127/40 12/24SL | 101.5
65320771 | BAFFLE PLATE D142/52 15/48SL | 101.5
65320774 | BAFFLE PLATE D230/80 72SL | 128.19
65320775 | BAFFLE PLATE D126/50X12 15SL | 54.81
65320776 | BAFFLE PLATE D137/50X12 18SL | 46.69
65320777 | BAFFLE PLATE D121/40 12SL | 61.81
65320778 | BAFFLE PLATE D126/50 12SL | 45.68
65320779 | BAFFLE PLATE D142/45 15/15SL | 101.5
65320780 | BAFFLE PLATE D230/80X20 24SL 18DRIL. | 167.48
65320781 | BAFFLE PLATE D165/50 24SL TK70 | 91.35
65320783 | BAFFLE PLATE D213/80 24SL TK70 | 147.18
65320784 | BAFFLE PLATE D230/154X20 18SLTK70 | 215.08
65320785 | BAFFLE PLATE D220/158 18SLTK67 | 258.83
65320786 | BAFFLE PLATE D200/131X23 12SLTK70 | 355.76
65320787 | BAFFLE PLATE D280/154X30 18SL 58DRIL. | 393.21
65320788 | BAFFLE PLATE D300/55X40 16SL | 400.21
65320789 | BAFFLE PLATE D101/26X14 10SL | 13.7
65320790 | BAFFLE PLATE D95/26X10 10SL | 9.85
65320791 | BAFFLE PLATE D93/22-42 10/20SL | 12.89
65320792 | BAFFLE PLATE D105/65 24SL FRONT 3DRIL. | 49.74
65320793 | BAFFLE PLATE D90/44 12SL FRONT | 35.53
65320794 | BAFFLE PLATE D88/44 FRONT | 33.5
65320795 | BAFFLE PLATE D100/44 12SL FRONT | 60.9
65320797 | BAFFLE PLATE D130/35 18SL | 183
65320798 | BAFFLE PLATE D120/40 18SL | 55.83
65320799 | BAFFLE PLATE D100/35 18SL | 100.49
65320800 | CAP/HEAD AZ/ZERO -AZUR 41 | 46.79
65320801 | SWIRLER D57/14 10SL H10 58° | 23
65320802 | BAFFLE PLATE D79,8/26X45 8SL | 55.83
65320803 | BAFFLE PLATE D79,8/34X39 12SL | 42.63
65320804 | BAFFLE PLATE D84 FRONT | 10.76
65320805 | BAFFLE PLATE D60 FRONT 16DRIL. | 36.54
65320806 | BAFFLE PLATE D85/36 12SL | 10.76
65320807 | BAFFLE PLATE D100/45 12SL 3DRIL. | 18.78
65320808 | BAFFLE PLATE D105/52 12SL 3DRIL. | 45.68
65320809 | BAFFLE PLATE D92/36 12SL | 18.78
65320810 | BAFFLE PLATE D84/60 FRONT 36DRIL. | 15.53
65320811 | BAFFLE PLATE D200/80 24SL | 49.74
65320812 | BAFFLE PLATE D230/80 24SL 18DRIL. | 47.71
65320813 | BAFFLE PLATE D80/20X61 8SL | 28.12
65320814 | BAFFLE PLATE D250/190 24SL FRONT 6DRIL. | 18.27
65320815 | BAFFLE PLATE D165/50 24SL | 93.38
65320816 | BAFFLE PLATE D200/50 24SL 18DRIL. | 93.38
65320817 | SWIRLER D57/14 10SL H12 50° | 23
65320818 | BAFFLE PLATE D84 FRONT COOKER STANLEY | 12.69
65320819 | SWIRLER D57/14 10SL H11 50° | 23
65320820 | BAFFLE PLATE D230/60 8SL 6DRIL. | 195.39
65320821 | BAFFLE PLATE D200/122X20 8SL 6+4DRIL. | 248.68
65320822 | DISCO ¿128 TESTA FUS.260 BLU 500.1-700.1 | 61.61
65320823 | BAFFLE PLATE D95/25X10 8SL 4DRIL. | 23.35
65320824 | BAFFLE PLATE 140/31 136+4DRIL. | 50.34
65320825 | BAFFLE PLATE D300/88X28 8SL 50DRIL. | 165.55
65320826 | IGNITION ELECTRODE D8X100 d6,4 1,65X25 20° R | 11
65320827 | IGNITION ELECTRODE D8X100 d6,4 D1,65X21 30° L | 11
65320828 | IGNITION ELECTRODE D8X60 d6,4 D1,65X22 70° | 8
65320830 | IONISATION PROBE D8X60 d4 D2,6X60 10° | 18
65320832 | IGNITION ELECTRODE D8X45 d4 D1,65X26 35° | 11.17
65320833 | IONISATION PROBE D8X60 d4 D2,6X28 74° | 18.27
65320834 | IGNITION ELECTRODE D8X45 d4 D1,65X34 28° | 6.7
65320835 | IONISATION PROBE D8X60 d4 D2,6X30 65° | 18.07
65320836 | ELECTRODO ENCENDIDO | 11
65320837 | ELECTRODO IONIZACION | 11.17
65320838 | IGNITION ELECTRODE D8X100 d4 D1,65X16 80° | 11
65320839 | IONISATION PROBE D8X100 d4 D2,6X26 83° | 11
65320840 | IGNITION ELECTRODE D8X45 d4 D1,65X30 36° | 12.18
65320841 | IONISATION PROBE D8X60 d4 D2,6X47 63° | 18.27
65320842 | IGNITION ELECTRODE D8X45 d4 D1,65X28 55° | 6.7
65320843 | IGNITION ELECTRODE D8X45 d4 D1,65X30 45° R | 12
65320844 | IGNITION ELECTRODE D8X45 d4 D1,65X30 45° L | 12
65320845 | IGNITION ELECTRODE D8X60 d4/6,4 D1,65X20 50° R | 12
65320846 | IGNITION ELECTRODE D8X60 d4/6,4 D1,65X20 50° L | 12
65320847 | IGNITION ELECTRODE D8X100 d6,4 D1,65X30 90+30° R | 11
65320848 | IGNITION ELECTRODE D8X100 d6,4 D1,65X30 30° L | 11
65320849 | IGNITION ELECTRODE D8X100 d6,4 D1,65X50 45° | 11
65320850 | ELECTRODO IONIZACION BLV 170-250 | 11
65320851 | IGNITION ELECTRODE D8X100 d6,4 D1,65X67 85° | 11.17
65320853 | IGNITION ELECTRODE D8X100 d6,4 D1,65X30 | 11.17
65320854 | IGNITION ELECTRODE D8X100 d6,4 D1,65X60 90° R | 11
65320855 | IGNITION ELECTRODE D8X100 d6,4 D1,65X60 90° L | 11
65320856 | IONISATION PROBE D8X120 d6,4 D2,6X6078° | 14.51
65320857 | IONISATION PROBE D8X120 d6,4 D2,6X7078° | 22.33
65320858 | GASKET/HOLDER-ELECT. 22X14X1 D8,5+D4,5 | 5
65320859 | IONISATION PROBE D2,6X60 Ausil | 26.19
65320860 | IONISATION PROBE D2,6X75 Ausil | 19.18
65320862 | IONISATION PROBE D8X100 d4 D2,6X90 42° | 11
65320863 | IGNITION ELECTRODE D8X100 d6,4 D1,65X35 15° | 11
65320864 | IGNITION ELECTRODE D8X100 d6,4 D1,65X42 45° | 11
65320865 | IONISATION PROBE D8X100 d4 D3X91 20° | 11
65320866 | IGNITION ELECTRODE D8X100 d6,4 D1,65X70 90° | 11
65320867 | IGNITION ELECTRODE D8X45 d4 D1,65X22 35+90° | 6.6
65320868 | IONISATION PROBE D8X60 d4/6,4 D3X68 60° | 8.83
65320869 | IGNITION ELECTRODE D8X100 d6,4 D1,65X33 85° L | 11
65320870 | IGNITION ELECTRODE D8X100 d6,4 D1,65X33 80° R | 11
65320871 | IGNITION ELECTRODE D10X150 d6,4 D3X80 16 R | 16.54
65320872 | IGNITION ELECTRODE D10X150 d6,4 D3X80 16 L | 16.54
65320873 | IONISATION PROBE D10X150 d6,4 D3X145 60° | 25.88
65320874 | IGNITION ELECTRODE D8X45 d4 D1,65X26 70° | 11.17
65320875 | IONISATION PROBE D8X60 d4/6,4 D3X3180° | 18.27
65320876 | IGNITION ELECTRODE D8X120 d4 D3X15/17 34°/45° | 21
65320877 | IONISATION PROBE D8X120 d4 D3X78 Flange | 21.1
65320878 | IGNITION ELECTRODE D10X100 d6,4 D3X78 45° R | 16.5
65320879 | IGNITION ELECTRODE D10X100 d6,4 D3X93 55° L | 16.5
65320881 | IONISATION PROBE D8X60 d4 D2,6X62 60° | 18.27
65320884 | IGNITION ELECTRODE D10X100 d6,4 D3X38 55° | 17.5
65320885 | IGNITION ELECTRODE D10X100 d6,4 D3X90 45° R | 16.5
65320886 | IGNITION ELECTRODE D10X100 d6,4 D3X100 60° L | 17.5
65320889 | IGNITION ELECTRODE D8X45 d4 D1,65X35 45° R | 6.6
65320890 | IGNITION ELECTRODE D8X45 d4 D1,65X35 45° L | 6.6
65320891 | IGNITION ELECTRODE D10X100 d6,4 D3X80 90+90° | 17.5
65320892 | PROBE D 10X100 FIT.D635 BLU 17 | 21.32
65320896 | IONISATION PROBE D9,5X90 D3X40 L 400 Flange | 30.65
65320899 | IONISATION PROBE D10X100 d6,4 D3X90 90° | 22
65320902 | PROBE BLU 350.1-1500.1 | 21.32
65320903 | ELECTRODO | 17.76
65320904 | ELECTRODE MAX GAS 40-120 | 11.49
65320905 | PROBE MAX GAS 40-120 | 9.14
65320907 | IGNITION ELECTRODE D8X100 d6,4 D1,65X33 70° R | 11
65320908 | IGNITION ELECTRODE D8X100 d6,4 D1,65X26 60° L | 11
65320909 | IGNITION ELECTRODE D10X100 d6,4 D3X90 90+90° | 16.3
65320910 | IGNITION ELECTRODE D10X100 d6,4 D3X50 50° R | 16.3
65320911 | IGNITION ELECTRODE D10X100 d6,4 D3X50 50° L | 17.5
65320914 | IGNITION ELECTRODE D10X100 d6,4 D3X76 60° R | 17.5
65320915 | IGNITION ELECTRODE D10X100 d6,4 D3X62 60° L | 17.5
65320916 | IGNITION ELECTRODE D10X100 d6,4 D3X68 65° R | 24.38
65320917 | IGNITION ELECTRODE D10X100 d6,4 D3X58 68° L | 16.5
65320918 | IGNITION ELECTRODE D10X100 d6,4 D3X90 70° R | 17.5
65320919 | IGNITION ELECTRODE D10X100 d6,4 D3X62 70° L | 17.5
65320920 | ELECTRODE BLOCK 25X40 d4 D1,2X25 45° Curved Red | 13.91
65320921 | ELECTRODE BLOCK 25X40 d4 D2X25 45° Red | 14.21
65320922 | ELECTRODE BLOCK 25X40 d4 D2X25 45° Curved Red | 17
65320923 | ELECTRODE BLOCK 25X40 d4 D1,34X25 45° Curved | 12.18
65320924 | ELECTRODO DOBLE MINOR | 14.72
65320925 | ELECTRODE BLOCK 25X40 d4 D2X25 45° Curved | 14.72
65320926 | ELECTRODE BLOCK 25X40 d4 D1,34X25 45° | 11.17
65320927 | ELECTRODE BLOCK 25X38 d4 D2X34,5 45° | 39
65320928 | ELECTRODE BLOCK 25X38 d4 D2X19 60° | 15.23
65320932 | IGNITION CABLE D4/D4 L210 | 5
65320933 | IGNITION CABLE D4/D4 L300 | 6
65320934 | IGNITION CABLE D4/D4 L350 | 6
65320935 | IGNITION CABLE D4/D4 L400 | 5
65320936 | IGNITION CABLE D4/D4 L450 | 6
65320937 | IGNITION CABLE D4/D4 L500 | 7
65320938 | IGNITION CABLE D4/D4 L210 | 5
65320939 | IGNITION CABLE D4/D4 L600 | 7
65320940 | IGNITION CABLE D7/D4 L300 | 8
65320941 | IGNITION CABLE D7/D4 L400 | 8
65320942 | IGNITION CABLE D7/D4 L470 | 8
65320943 | IGNITION CABLE D7/D4 L530 | 8
65320944 | IGNITION CABLE D7/D4 L630 | 8
65320945 | IGNITION CABLE D7/D7F28 L620 | 14
65320946 | IGNITION CABLE D7/D7F28 L800 | 17.26
65320947 | IGNITION CABLE D7/D7F3 L1100 | 6.5
65320948 | IONISATION CABLE D7 F3/D7 L1420 | 7.82
65320949 | IGNITION CABLE D10/FAST.2,8 L400 AP | 31.47
65320950 | IONISATION PROBE D10X100 d6,4 D3X100 | 14.51
65320951 | IGNITION ELECTRODE D10X100 d6,4 D3X26 135° | 17.5
65320952 | IGNITION ELECTRODE D10X100 d6,4 D3X33 60° | 17.76
65320953 | CABLE SOL.VALVE+PLUG 3P 3X0,75 L1000 | 9.74
65320954 | CABLE SOL.VALVE+PLUG 3P 3X0,75 L600 | 8.42
65320955 | CABLE SOL.VALVE+PLUG 3P 3X0,75 L1600 | 11.57
65320956 | BURNER FLANGE D92 HOUS.D100 | 20.81
65320957 | BURNER FLANGE D92 HOUS.D125 | 21.62
65320958 | BURNER FLANGE D105 HOUS.D125 | 23.35
65320959 | BURNER FLANGE D93 EXT.D130/170 | 24.66
65320960 | BURNER FLANGE D90 EXT.D130/152 | 29.44
65320961 | BURNER FLANGE D93 153/130X8 SPAIN | 24.77
65320962 | BURNER FLANGE D98 170/135X15 | 15.94
65320963 | BURNER FLANGE D115 178/163X5 | 38.06
65320964 | BURNER FLANGE D89 170/135X42 | 28.93
65320965 | FLANGE UPPER PART 125 R 47 | 12.69
65320966 | BURNER FLANGE D90 HOUS.D100 | 20.81
65320967 | BURNER FLANGE D102 HOUS.D145 | 44.25
65320968 | BURNER FLANGE D99 HOUS.D120 | 36.44
65320969 | BURNER FLANGE D195/95X5 | 56.64
65320970 | BURNER FLANGE D107 HOUS.D160 | 24.26
65320971 | BURNER FLANGE D125 HOUS.D160 | 35.53
65320972 | BURNER FLANGE D120 HOUS.D120 | 39.59
65320973 | BURNER FLANGE D90 EXT.D133X146 | 25.17
65320974 | BURNER FLANGE D107 HOUS.D180 | 44.25
65320975 | BURNER FLANGE D90 EXT.D133/170 | 38.57
65320977 | BURNER FLANGE D137 HOUS.D180 | 63.13
65320979 | BURNER FLANGE D137 HOUS.D260 | 63.13
65320981 | BURNER FLANGE D157 HOUS.D260 | 51.05
65320983 | BURNER FLANGE D166 HOUS.D260 | 63.13
65320985 | SET HINGE OF ROTATION WITH FLANGE OILF | 611.33
65320986 | PLATE ANCOR.90X40 2 DRILLING(D=20-D21) | 17.86
65320987 | BURNER FLANGE D330 550/460X15 HOUS.D320 | 478.67
65320988 | MOTOR PLATE 50-75W+TERMINAL HOLDER | 9.74
65320989 | MOTOR PLATE 50-75W W.O. SQUARE | 15
65320990 | MOTOR PLATE 75W ECOJET 3-5 FI | 14.01
65320991 | MOTOR PLATE 75W HOUS.d1 | 16.95
65320992 | MOTOR PLATE D147 D70HOUS.D125 | 24.06
65320993 | SUPPORT MOTOR PUMP FOR SERENA MISTA S | 50.75
65320994 | MOTOR PLATE /HOUS.D320 | 90.34
65320995 | HOUSING DRILLING D100 AZUR 0 ITA-AZUR 30 T.C.G | 66.48
65320996 | HOUSING DRILLING D.100 M.1 AGA RED | 69.02
65320997 | HOUSING DRILLING D.100 M.1 SS2-SS90 STANLE | 64.96
65320998 | HOUSING DRILLING D.100 M.1 STAR 11 IC RO | 46.69
65320999 | HOUSING DRILLING D.100 M.1 MOND IMPEX-HERG | 60.9
65321000 | HOUSING DRILLING D.100 M.1 STAR 11 C ROS | 66.99
65321001 | HOUSING DRILLING D.100 M.1 MONOFLAME RED | 64.96
65321002 | HOUSING DRILLING D.100 M.1 AZZ.-INST. ITAL | 69.02
65321003 | HOUSING DRILLING D.100 M.1 50 COOKER ALPHA | 101.4
65321004 | HOUSING DRILLING D.100 MINOR FOR INSTANT 2 | 69.02
65321005 | HOUSING DRILLING D.100 M.1 BOILER STANLEY | 69.02
65321006 | HOUSING 125 AZUR 40-60 ITALIA/SPAGNA Blu | 149.71
65321007 | HOUSING 125 AZUR 80-BLU 120 ITALIA RED | 128.8
65321008 | HOUSING 125 AZUR 80-BLU 120 ITALIA Blu | 129.01
65321009 | HOUSING 125 AZUR 80-BLU 120 2F/ECOMAX | 133.98
65321010 | HOUSING 125 MINOR 4-8-12 ITALIA(RED) | 101.3
65321011 | HOUSING 125 MINOR 4-8-12 ITALIA(Grezzo)C | 123.42
65321013 | HOUSING 125 MINOR 4-8-12 ITALIA vers.200 | 131.95
65321015 | HOUSING DRILLING D.180 GAS BLU 170-250-350 | 159.36
65321018 | HOUSING DRILLING D.180 GAS BLU P170-P250 R | 159.36
65321019 | HOUSING DRILLING D.180 OIL MAIOR P15-P | 159.36
65321022 | HOUSING DRILLING D.180 OIL MINOR 20-30 | 159.36
65321024 | HOUSING DRILLING D.145 OIL MINOR15 MIN | 131.95
65321027 | HOUSING DRILLING D.260 OIL RED | 375.55
65321028 | HOUSING DRILLING D.280 GREZZO W.O. COVER | 649.6
65321029 | HOUSING SHELL ECOJET 3-5 | 50.75
65321030 | HOUSING SCUDO ECOJET 3-5 | 59.38
65321031 | HOUSING SIDE MOTOR MAX D120 | 56.84
65321032 | HOUSING SIDE INLET AIR MAX D120 | 32.48
65321033 | HOUSING SIDE MOTOR MAX HOUSING D160 | 85.16
65321034 | HOUSING SIDE INLET AIR MAX HOUSING D1 | 46.49
65321035 | HOUSING SIDE INLET AIR MAX 1 | 34.61
65321036 | HOUSING DRILLING D.320 GAS/OIL (Fe360B | 1750.98
65321037 | GASKET/GASTRAIN D73/55X2 | 2.4
65321038 | GASKET/TUBE HOLDER 109,5X79,5X3 D55 | 2.4
65321039 | GASKET/MOTOR PLATE 20/10 D10 | 1.73
65321040 | GASKET/AIR RECYCLING D106/93X3 | 9.14
65321041 | GASKET/MOTOR PLATE 10/10 | 9
65321042 | GASKET/CELL D45X25X1 D6 | 1.5
65321043 | GASKET/COVER TRANSFORMER | 2.15
65321044 | GASKET/AIR RECYCLING D120/102X3 | 9.14
65321045 | GASKET/AZUR SERENA D105X105X65 | 11.47
65321046 | GASKET/MOBILE FLANGE 295X6X6 | 2.54
65321047 | GASKET/PLATE ELECT. 28X19 OBLONG 7,5X5,5 | 5
65321048 | GASKET/GAS VALVE 33X33X2 D18 | 2.4
65321049 | GASKET/GASTRAIN D125/90X3 | 11.57
65321052 | GASKET/AIR RECYCLING R61/53X2 2 DRIL. | 7.46
65321053 | GASKET/MOTOR PLATE 116X116X3 D100 | 13.8
65321054 | ADHESIVE TAPE HOUSING D100 RECYCLAG./HOUSING | 12.5
65321055 | ADHESIVE TAPE HOUSING D100 RECYCLING/BOX | 4.9
65321056 | ADHESIVE TAPE HOUSING D125 RECYCLAG./HOUSING | 4.9
65321057 | ADHESIVE TAPE MOTOR PLATE/HOUSING AGA | 7
65321058 | GASKET/COVER D556X235X20X4 | 5.99
65321059 | GASKET/COVER D625X225X20X5 | 9
65321060 | GASKET/GAS TUBE D74/45X3 | 2.4
65321061 | O-RING D100X2 | 14
65321062 | GASKET/MOTOR PLATE 50X41/32X1 | 1.65
65321063 | GASKET/HEAD FLANGE-PLATE D160/109X3 | 11.67
65321064 | GASKET/GAS NOZZLE D110/75X3 | 46.99
65321065 | GASKET/OIL TUBE-BUSH D8,5/3,5X1,5 | 5
65321066 | O-RING D83X3 | 14
65321067 | GASKET/FIX ELECTRODE D12/5,3X1 | 1
65321068 | GASKET/GASTRAIN D61,5/27X2 | 2.4
65321069 | GASKET/HOLDER 154X115X3 | 7.46
65321070 | GASKET/SPACER-CELL D45,5X21X5 D8/6,5 | 13.8
65321071 | GASKET/BURNER FLANGE 178X138X8 D90 | 13
65321072 | GASKET/BURNER FLANGE 170X130X6 D90 | 3.76
65321073 | GASKET/BURNER FLANGE 150X125X8 D90 | 3.91
65321076 | GASKET/BURN.FLANGE 151X122X4 D92 4DRIL. | 4.21
65321077 | GASKET/BURN.FLANGE 151X122X4 D92 2DRIL. | 12
65321079 | GASKET/BURNER FLANGE 151X122X5 D92 | 17
65321080 | GASKET/BURN.FLANGE 177X144X4 D92 2DRIL. | 7.11
65321082 | GASKET/BURNER FLANGE 177X144X5 D92 | 8.5
65321083 | GASKET/BURN.FLANGE 177X144X4 D105 2DRIL. | 6
65321084 | GASKET/BURNER FLANGE 177X144X8 D105 | 11
65321085 | GASKET/BURN.FLANGE 177X144X4 D92 4DRIL. | 7.11
65321086 | GASKET/BURN.FLANGE 177X144X4 D105 4DRIL. | 6
65321088 | GASKET/BURNER FLANGE 178X163X5 D114 | 6.36
65321089 | GASKET/BURNER FLANGE 178X138X4 D90 | 14.82
65321090 | GASKET/BURNER FLANGE 180X145X8 D90 | 6.9
65321091 | GASKET/BURNER FLANGE 151X122X3 D92 | 11.17
65321092 | GASKET/BURNER FLANGE D110/89X3 | 18.98
65321093 | GASKET/BURNER FLANGE 178X163X3 D114 | 15.23
65321094 | FLANGE 151X122X4D151 | 18.88
65321095 | GASKET/BURNER FLANGE 178X163X6 D112 | 33.5
65321098 | GASKET/BURNER FLANGE 140X130X4 D92 | 25.07
65321099 | GASKET/B.FLANGE SIL.177X144X4D105 2DRIL. | 27.51
65321100 | GASKET/B.FLANGE SIL.177X144X4D105 4DRIL. | 27.81
65321101 | GASKET/BURNER FLANGE 177X150X8 D116 | 17.26
65321102 | GASKET/BURNER FLANGE 195X155X8 D103 | 5.28
65321103 | GASKET/HOUSING-HEAD 150X150X12 D90 | 29.84
65321104 | GASKET/BURNER FLANGE 170X137X5 D105 | 5.48
65321105 | JUNTA BRIDA MAX 20 | 7
65321106 | GASKET/BURNER FLANGE 202X160X6 D127 | 9
65321107 | GASKET/BURNER FLANGE 170X137X10 D105 | 5.48
65321108 | GASKET/BURNER FLANGE 178X152X8 D109 | 11.88
65321109 | GASKET/BURNER FLANGE 187X137X5 D105 | 7
65321110 | GASKET/BURNER FLANGE 140X127X5 D97 | 7
65321111 | GASKET/BURNER FLANGE 166X125X5 D90 | 7.21
65321112 | GASKET/BURNER FLANGE 178X138X15 D90 | 13.4
65321113 | GASKET/FILTER 295X235X12 91 OC3 | 23.14
65321114 | GASKET/BURNER FLANGE 235X235X10 D173 | 15.73
65321115 | GASKET/BURNER FLANGE 235X235X8 D145 | 16.24
65321116 | GASKET/BURNER FLANGE 235X235X8 D165 | 7.41
65321117 | GASKET/BURNER FLANGE 235X235X8 D173 | 7.41
65321118 | GASKET/BURNER FLANGE 260X260X8 D195 | 15.05
65321119 | GASKET/BURNER FLANGE 260X255X10 D200 | 23.35
65321120 | GASKET/BURNER FLANGE 211X165X4 D145 | 7.11
65321121 | GASKET/BURNER FLANGE 211X165X4 D125 | 7.11
65321122 | GASKET/BURNER FLANGE 211X166X5 D125 | 19.08
65321124 | GASKET/BURNER FLANGE 300X300X10 D225 | 25.98
65321125 | GASKET/BURNER FLANGE 380X380X8 D290 | 32
65321127 | GASKET/BURNER FLANGE 380X380X8 D250 | 28.42
65321128 | GASKET/BURNER FLANGE 420X420X10 D330 | 52.98
65321129 | GASKET/BURNER FLANGE 370X365X10 D248 | 201.58
65321130 | GASKET/BURNER FLANGE 370X365X8 D267 | 100.08
65321131 | GASKET/BURNER FLANGE 420X420X8 D270 | 202.9
65321132 | GASKET/BURNER FLANGE 374X369X4 D235 | 100.08
65321133 | GASKET/BURNER FLANGE 374X369X4 D272 | 100.08
65321134 | GASKET/BURNER FLANGE 460X460X8 D330 | 100.08
65321135 | GASKET/BURNER FLANGE 520X520X8 D330 | 202.9
65321136 | GASKET/BURNER FLANGE 600X540X10 D373 | 78
65321137 | GASKET/BURNER FLANGE 540X505X8 D372 | 39.99
65321138 | GASKET/BURNER FLANGE 505X503X4 D455 | 25.38
65321139 | GASKET/BURNER FLANGE 650X600X8 D455 | 202.9
65321140 | GASKET/BURNER FLANGE 600X540X10 D465 | 78
65321141 | PACKAGING REF.180 530X380X380 stampa compl. EC | 11.88
65321142 | PACKAGING REF.195 630X380X380 solo SYMBOL NEUTR | 18.27
65321143 | PACKAGING ANIMA REF.72 SVILUPPO 3120X545 | 22.33
65321144 | PACKAGING ANIMA REF.30 SVILUPPO 1440X320 | 5.08
65321145 | PACKAGING ANIMA REF.108 SVILUPPO 3760X695 | 33.5
65321146 | PACKAGING ANIMA REF.68 SVILUPPO 1690X380 | 20.3
65321147 | PACKAGING AGA TWIN COMBUSTION HEAD 395X480X415 (mi | 14
65321148 | PACKAGING vulcano MAX 4-8-12 (390 | 14.31
65321149 | PACKAGING vulcano MAX 1 | 15.23
65321150 | PACKAGING vulcano MAX 15-20-25-30 MAX 170- | 21.52
65321151 | TANK HEATER D168.3X610 OILFLAM 120 FI | 495
65321152 | TANK HEATER D139.7X410 OILFLAM 50 FIN | 348
65321153 | TANK HEATER D159X480 OILFLAM 80 CPL | 488
65321154 | GASKET/HEATER D143/110X2 | 16.24
65321155 | GASKET/HEATER D169/135X2 | 20.3
65321156 | GASKET/RESISTOR-HEATER D75/61X2 | 7.46
65321158 | COVER OF PROTECTION D170X87 | 96.43
65321159 | RESISTOR 3X500 L A mm 258 | 430.8
65321160 | TANK HEATER D139.7X335 OILFLAM 30 FIN | 312
65321161 | FLANGE D144/109/61X25 RIDUCER HEATER | 131.85
65321162 | TANK HEATER D168.3X610 OILFLAM 170-20 | 810
65321163 | TANK HEATER D219.1XLg980 OIL.300.1-400.1 P | 1975
65321164 | TANK HEATER D244.5XLg1105 OIL.500.1-600.1 | 2230
65321166 | UNION WITH SLEEVE 1/2X270 | 41.5
65321167 | CAP DECHARGE ON HEATER 17X 1/4" GAS C | 13.91
65321168 | CAP ON HEATER D17X 1/4" HEAVY OIL | 11.88
65321169 | FILTER/HEATER 17,5X227 OIL.IDR .35 | 60
65321170 | FILTER/HEATER 17,5X278 OIL.IDR .50-80 | 100
65321171 | FILTER/HEATER 17,5X380 OIL.IDR .130-200- | 100
65321172 | FILTER HOLDING CAP/FUEL HEATER HEXAG.30 | 21.11
65321173 | RING D35/24X18 | 17.97
65321175 | UNION WITH 3 SLEEVES M24 L 100 | 61.31
65321176 | UNION GASTRAIN BRASS REDUCTION NIPPLE ES 30X70 3/4X3/4GA | 34.51
65321177 | UNION GASTRAIN BRASS REDUCTION NIPPLE ES 27X47 1/2X1/2GA | 18.27
65321178 | UNION GASTRAIN BRASS NIPPLE ES 27X46 1/2X1/2 G | 18.27
65321179 | UNION/OIL HOSE TN 6/700 F/3 1/4X1/4 L 2 | 8.28
65321180 | UNION GASTRAIN BRASS REDUCTION NIPPLE ES 30X53 3/4X3/4 G | 29.64
65321181 | UNION GASTRAIN REDUCT. REDUCTION NIPPLE 1"1/2 - 1 | 58.46
65321182 | UNION GASTRAIN REDUCT. REDUCTION NIPPLE 1"1/2 -3/4 | 62.93
65321183 | UNION GASTRAIN REDUCT. REDUCTION NIPPLE 1"1/2 - 1/2 | 49.84
65321184 | UNION GASTRAIN NIPPLE 1 1/2X1 1/2 HOUS.d180 | 63.95
65321185 | UNION GASTRAIN REDUCTION NIPPLE ES 17X58 1/4/SUPPORTCo | 8.83
65321186 | UNION BRASS ATTACHE SQUARE SUPPORT GASTRAIN | 17.97
65321187 | UNION GASTRAIN L 35 HOUSING D260 2 DN | 79.88
65321188 | UNION GASTRAIN-HEAD F.260 1"1/2 CPL | 78.16
65321189 | AIR FLAP HOUS. D 100 (Ferro) 110X56 | 15.23
65321190 | AIR FLAP HOUS. D 125 (Ferro) 145X72 | 5.99
65321191 | AIR FLAP ASSEMBLED FOR AZUR COOKER | 10.66
65321192 | AIR GUIDE AZUR COOKER STANLEY L 80 | 8.42
65321193 | AIR GUIDE MINOR TS2 DRY OIL STANLE | 11.77
65321194 | AIR GUIDE MAX GAS 70-120 | 4.16
65321195 | AIR FLAP 200X80 METAL HOUSING D | 11.47
65321196 | AIR FLAP HOUSING D 260 W.O. DRILLING OBLONG | 10.56
65321197 | PLATE ADJUSTMENT AIR EXT.HOUS.D 1 00 (+ -)m | 5.08
65321198 | PLATE ADJUSTMENT AIR INT.HOUS.d 1 00 WITH FE | 4.82
65321199 | GASKET/AIR REGULATION PLATE 85X14X2 | 1.32
65321200 | PLATE ADJUSTMENT AIR EST.HOUS.d12 5/180 (+ | 5.08
65321201 | PLATE ADJUSTMENT AIR INT.HOUS.d 1 25 WITH FE | 4.97
65321202 | PLATE ADJUSTMENT AIR INT.HOUS.d 1 80 WITH FE | 4.87
65321203 | GASKET/AIR REGULATION PLATE 110X16X2 | 1.3
65321204 | SPINDLE / AIR FLAP D16X27 | 23.85
65321205 | ROD SUPPORT AIR FLAP PLEX. FUS.D260 | 12.89
65321206 | SPINDLE / AIR FLAP D8X460 M6 | 33.39
65321207 | SPINDLE / AIR FLAP 8X8X460 | 42.63
65321208 | DIAPHRAGME AIR MINIMAL RANGE MAX 1 | 3.86
65321209 | AIR FLAP ALU.EN ASP. (MINOR 4-5-8 Germ | 3.8
65321210 | AIR FLAP INLET AIR ECOJET 3-5 | 5.08
65321211 | CAP INLET SCUDO ECOJET | 4.4
65321212 | AIR FLAP INLET AIR PIEGA CENTRALE HOUS.d120 | 18.68
65321213 | AIR FLAP INLET AIR HOUSING D120 | 25.48
65321215 | INDEX ADJUSTMENT AIR FLAP METAL | 2.5
65321216 | AIR FLAP INLET AIR MAX HT D160 | 19.29
65321217 | AIR FLAP/CASING EN ALU.HOUS.D | 36.13
65321219 | AIR FLAP HOUSING D 280 WITH FOLDING 2 | 44.15
65321220 | AIR FLAP HOUSING D 280 W.O. FOLDING 2 | 44.66
65321221 | AIR FLAP/CASING EN METAL HOUSING D | 35.02
65321222 | AIR FLAP/HOUSING D 145 | 8.93
65321223 | AIR FLAP MAX HOUSING D160 | 3.45
65321224 | SPINDLE / AIR FLAP D8X390 | 25
65321225 | AIR FLAP D320 SHEET 314X141 C | 49.84
65321226 | AIR FLAP D320 SHEET 314X132 L | 49.84
65321227 | SPINDLE / AIR FLAP8X8X310 | 20.91
65321229 | TUBE/AIR BOX D8X110 HOUS.d | 9.74
65321230 | TUBE/AIR BOX D8X200 HOUS.d260-2 | 11.67
65321232 | SPINDLE / AIR FLAP 8X8X100 M8 | 22.13
65321233 | SPINDLE/AIR FLAP D8X47 HEX.6 W. SHACKLE | 18.27
65321234 | SPINDLE / AIR FLAP D6X192 | 25.38
65321235 | SPINDLE / AIR FLAP D6X110 | 25.38
65321236 | SPINDLE / AIR FLAP D8X85 | 17.7
65321237 | SPINDLE / AIR FLAP D8X50 | 16.65
65321238 | SPINDLE / STOP-CAM D12X12X27 | 25.17
65321239 | SPINDLE / GUIDE CAM 12X12X16,5 | 18.57
65321240 | ELASTIC BAND 20X205X0,5/CAM R 11 | 13.2
65321241 | ELASTIC BAND 15X150X0,5/CAM R 85 | 17.86
65321242 | PIPE SUPPORT BEARING D10X15 | 4.57
65321243 | PIPE/SUPPORT BEARING HOUSING 260 MO | 54.91
65321244 | SUPPORT SLIDING BAND BLU-MAIOR-OILFL | 21.32
65321245 | PIPE HOLDER BEARING BLU-MAIOR-OILFL | 6.1
65321246 | SCREW FIXE CARDAN HEXAG.24X29 BLU-MAIOR-OIL | 17.86
65321247 | BLOCK 56X20X8 ROD/AIR FLAP | 22.84
65321248 | LEVER BUTTERFLY GAS 75X25X8 MODUL.E PROGRE | 14.62
65321249 | BLOCK 37X20X10 ROD/JACK | 12.08
65321251 | LEVER BOND AIR FLAP HOUSING D631 | 14.72
65321252 | LEVER MOUVEMENT AIR FLAP HOUSING D631 | 66.48
65321253 | LEVER ADJUSTMENT AIR FLAP HOUSING D631 | 21.21
65321254 | LEVER MOUVEMENT BUTTERFLY GAS HOUSING D261 | 14.41
65321256 | CARDAN ROD 175X25X8 GAS FLAP | 17.86
65321257 | SUPPORT LEVER MOV. CAM R=115 HOUSING D260 PR- | 43.65
65321258 | LEVER ADJUSTMENT GASVALVE BLU 7/12001 | 27.1
65321259 | SPINDLE / GAS FLAP-LEVER D8X225 M8/M6 | 15.83
65321260 | SPINDLE / AIR FLAP D8X85 M6 | 13.7
65321262 | COUPLING D8X30 ACTUATOR | 36.74
65321263 | COUPLING D12X40 ACTUATOR | 36.74
65321264 | SPINDLE / ACTUATOR-CAM 19X160 D10 HEX. | 30.45
65321266 | SUPPORT GROUP CAM MAIOR-OILFL.-MULTI | 253.75
65321267 | SPINDLE / ACTUATOR-FLAP D14X705 M8 | 18
65321268 | SPINDLE / ACTUATOR-CAM D15/10/8X178 | 101.5
65321269 | SPINDLE / ADAPTER CAM 19X19X80 D10 HEX. | 39.69
65321270 | SPINDLE / AIR FLAP D8X345 | 92.06
65321271 | SPINDLE/ACTUATOR-CAM 19X160 D12/10 HEX. | 208.08
65321272 | SPACER ADJUSTMENT AIR HOUSING D260 | 4.92
65321273 | SPINDLE / GAS FLAP/AIR BOX D6X270 M6 | 12.9
65321274 | SQUARE SUPPORT CONTROL UNIT HOUSING D 125 (85X67X22 | 8
65321275 | SQUARE SUPPORT CONTROL UNIT MINOR CARENATO CENT | 5
65321276 | SQUARE SUPPORT CONTROL UNIT HOUS.d100 CARENATO ( | 14.51
65321277 | SQUARE SUPPORT CONTROL UNIT AND IGNITION TRANSFO. ETCOJETT 3-5 | 5.08
65321278 | SQUARE SUPPORT CONTROL UNIT HOUSING D 100 (88X65X20 | 11.17
65321279 | SQUARE SUPPORT CONTROL UNIT AND IGNITION TRANSFO. ETCOJETT 3-5 | 18.27
65321281 | SQUARE SUPPORT IGNITION TRANSFO./WIELAND HOUSING D120 M | 6
65321282 | SQUARE SUPPORT COMPONENT ELECTRIQUES | 3.15
65321283 | CAP SQUARE HOLDER ELECTRIC COMPONENT | 0.8
65321284 | SQUARE SUPPORT CONTROL UNIT HOUSING D 145 . | 29.44
65321285 | SUPPORT JACK HOUSING D 260 (116X35) | 28.62
65321286 | SUPPORT JACK HOUSING D 180 (124X25) | 34.31
65321287 | PLATE LEVER MOVIM.JACK HOUS.d180 | 10.5
65321288 | SQUARE SUPPORT IGNITION TRANSFO. FUS .D 260 | 21.62
65321289 | PLATE HOUSING D280-D320 SHUTTING GASTRAIN | 38.27
65321290 | SQUARE SUPPORT ACTUATOR ON CASING F | 32.68
65321291 | SQUARE SUPPORT MOTOR WITH PIED HOUSING D | 69.63
65321292 | SQUARE SUPPORT COVER (REF.BFC06202-204) L | 18.78
65321293 | SQUARE SUPPORT COVER (REF.BFC06201) L 90X | 11.47
65321294 | SQUARE SUPPORT PRESSURE SWITCH HOUSING D 100 AZUR | 9.14
65321295 | SQUARE SUPPORT ELECTRIC TERMINAL WIELAND 4-7 P. | 11.17
65321296 | SUPPORT RESISTOR COMPL.D BASETTA | 23.35
65321297 | SQUARE SUPPORT IGNITION TRANSFO. 150X90 FUS | 22.94
65321298 | SUPPORT ELECTRIC TERMINAL MINOR 1/300 MONOFLAME | 6.7
65321300 | JUMPER BLOCC.GASTRAIN 2 BLU 700-100 | 9.95
65321301 | JUMPER BLOCC.GASTRAIN 1 1 /2 BLU 50 | 10.56
65321302 | ROD SUPPORT GASTRAIN 1"1/2 BLU 500 F | 24.77
65321303 | SQUARE SUPPORT GASTRAIN HOUSING D260 BLU 2 FOLDING a | 32.48
65321304 | SQUARE SUPPORT GASTRAIN HOUSING D 125 B LU 120 | 9.14
65321305 | SQUARE SUPPORT GASTRAIN HOUSING D260 BLU 1600 INCL | 32.48
65321306 | SQUARE OF SUPPORT VALVE MULTIBLOC | 17.36
65321307 | JUMPER FIXING BURNER AGA TW | 73.08
65321308 | SUPPORT ACTUATOR SQM48 H=110 | 46.69
65321309 | SUPPORT PLAQUE SIGN. ACTUATOR SQM 45-48 | 14.72
65321310 | SUPPORT ACTUATOR SQM45/SQM48 H | 53
65321312 | SUPPORT BURNER RAYBURN COOKER SINGLE HE | 54.4
65321313 | SCREWS HEX.13 L 16mm/FASC.REG .AIR FUS | 2.73
65321314 | SCREW FOR ADJUSTMENT HEAD MOBILE D12X33.5 F | 7.3
65321315 | SCREW HEX.13 L 23mm.X ADJUSTMENT AIR FLAP HOUSING | 2.73
65321316 | SCREW ADJUSTMENT HEAD L 45XM8 OT 58 HOUSING D18 | 14.21
65321317 | SCREW ADJUSTMENT HEAD L 45XM8 OT 58 HOUSING D26 | 9.64
65321318 | SCREW REGOLA.HEAD L 80XM8 OT 58 HOUSING D280 | 37.45
65321319 | PAWL/SCREW ADJUSTMENT HEAD L 36 OT.58 FUS | 9.3
65321320 | PAWL /SCREW ADJUSTMENT HEAD L 71 OT.58 HOUSING D281 | 25
65321321 | SCREW SPACER FOR SUPPORT COVER HOUSING D125 D.16 | 5.28
65321322 | SCREW FOR ADJUSTMENT HEAD MOBILE D12X33,5 E | 8.12
65321323 | SCREW FOR SHUTTING SHELL ON HOUSING 158X | 8.02
65321324 | SCREW STOP COVER CPL ECOJET 3-5 | 2.13
65321325 | PLUG OF PRESSURE M5 L 23 ART. 2601 4,5 | 3.55
65321326 | PLUG OF PRESSURE ON VENTURI M5X34 HOUSING | 6.29
65321327 | SCREW FOR ADJUSTMENT HEAD D12X94 ECOIL | 7.71
65321328 | SCREW SUPPORT AIR PRESSURE SWITCH HOUSING D180 | 19.18
65321329 | SOCKET FIS. SUPPORT AIR PRES. SWITCH HOUSING D180 | 6.9
65321330 | SCREW FOR ADJUSTMENT HEAD MOBILE M8X35 HOUSING | 6.8
65321331 | SCREWS M8 FIXING BURNER MAX | 2.73
65321332 | PAWL FOR SCREW ADJUSTMENT COMB. HEAD | 46.7
65321333 | SCREW ADJUSTMENT COMB. HEAD | 59.89
65321335 | NUT HEXAG.17 SP.5,5/TUBE D 4 MIN OR 12 A | 29.44
65321336 | SCREW 1/8 GAS L 20/PUMP MINOR 12 AB | 25.88
65321337 | UNION/OIL HOSE ATT. AD OCCHIO RP1/4 | 10
65321338 | AIR PRESSURE PLUG D1/8 WITH ATT.d6 L 20 | 3.55
65321339 | AIR PRESSURE PLUG DA 1/4"WITH ATT.d6 L 20 | 7.31
65321340 | AIR PRESSURE PLUG D1/8 WITH ATT.d6 L 25 HOUSING | 7.61
65321341 | PLUG AIR G1/8 FOR PRESSURE SWITCH TYPE LUN | 2.44
65321342 | SOCKET RP1 1/2 | 9.44
65321343 | LOCK NUT OF 1/2 GAS | 9
65321344 | LOCK NUT RP3/8" GAS | 2.54
65321345 | LOCK NUT RP3/4" GAS HEXAG.30 h=7 HOUSING TUTT | 5.08
65321346 | UNION SOCKET OF PRESSURE WITH ATT.PRES | 16.54
65321347 | SOCKET CIL.1/8 GAS D22/BLOCK ADJUSTMENT | 7.11
65321348 | SCREW-CAP G 1/8 L 28/BLOCK OIL | 18.17
65321349 | SCREWS CONNECT CIRCUIT OIL BLOCK | 49.33
65321350 | SCREW PRESSION AIR 1/4"L36 HEXAG.17 OT HOUSING D28 | 19.08
65321351 | UNION PRESSOS.1/4+ SOCKET PRESSIO.1/8 HEXAG. | 24.77
65321352 | LOCK NUT OF FIXING SCREW OF CONTROLLER VALVE A | 6.8
65321353 | NUT M16 X LG.mm100 (CoD.S321/161 | 11.37
65321354 | JUMPER STOP ELECTRODE HOUSING D 100-12 | 0.97
65321355 | LEVER ADJUSTMENT COMB. HEAD/HOUS. D 180 (Maior P | 19.29
65321356 | LEVER ADJUSTMENT COMB. HEAD/HOUS. D 260 . | 15.83
65321357 | PAWL CLAMP HEAD ADJUSTMENT HOUS. D180 | 2
65321358 | KEYS HEXAG. OF 13-10/NUT EN ZINC. | 2.9
65321359 | KEYS FOR NOZZLE L 95 HEXAG.16 ZINC. | 6.09
65321360 | GRID/HEAD CH4 ESTd30 INTd 22 | 5.08
65321361 | LEVER ADJUSTMENT AIR HOUSING D260-D181 | 38
65321362 | KEYS FOR NOZZLE L 200 HEXAG.16 | 8.32
65321363 | SUPPORT INF. ELECTRODE HOUSING D100 D | 10.5
65321364 | HOLDER ELECTRODE HOUSING D100 D | 10
65321365 | CELL CLOSING PLATE 45X36X23 | 5.58
65321366 | GRADUETED BUTTON D12X12 ECOJET 3-5 | 1.17
65321367 | GRADUETED BUTTON D16X12 ECOJET 3-5 | 1.5
65321368 | CAP ON TUBE ECOJET 3-5 CPL | 2.3
65321369 | RACK AVANCEMENT CASING ECOJET | 1.75
65321370 | BLOCK 40X33X17,3D20/14 HOLDER | 2.64
65321371 | STRIP STOP SPINDLE GEAR ECOJET | 2.54
65321372 | CLOSING PLATE INLET AIR ECOJ | 11.06
65321373 | FLANGE SUPP. HEAD ECOJET 3-5 W.PRES.PLUG | 22.9
65321374 | STRIP FOR BLOCK FAN WHEEL ECOJET 3-6 | 3.05
65321375 | WASHER STOP ENGRENAGE FOR ECOJET FI | 1.4
65321376 | CAP OIL HOSES ON COVER 44X44X4.5 NER | 2.5
65321377 | PLATE 38X10X2.5 WITH DRILLING 5.3 ECOJET 3- | 2.03
65321378 | SUPPORT HOUSING D120 M | 15.5
65321379 | SPACER ES 10 L 30.5 CONTROL UNIT GF3 CASING TYPE | 7.2
65321380 | SPACER ES 7 L 10+6 | 4.87
65321381 | SPACER SUPPORT PUMP HOUSING D100 STANL | 22.94
65321382 | SPACER ES 8 L 65(COVER ALU. HEATERiD | 6.1
65321383 | SUPPORT JACK/COVER AIR Minor 12 A | 4.16
65321384 | PIPE FIXING JACK Minor 12 AB | 7.21
65321385 | SPACER ES 10 L 29 SILENCER D262 | 3.82
65321386 | SPACER ES 10 L 28 SUPPORT COVER MINOR 20 | 7.61
65321387 | SPACER ES 8 L 29 GRID BLU 170 | 15.94
65321388 | SPACER ES 6 L30 (LONGUEUR HEXAGONE | 4.87
65321389 | SPACER ES 6 L48 (LONGUEUR HEXAGONE | 6.1
65321390 | SPACER ES 6 L63 (LONGUEUR HEXAGONE | 6.39
65321391 | SPACER ES 6 L73 (LONGUEUR HEXAGONE | 6.39
65321393 | SPACER ES 6 L43 (LONGUEUR esa.=26)BLU | 6.1
65321394 | SPACER L 58 OT/C/TYPE 4 HOUSING D320 | 21.32
65321395 | SPACER ES 8 L51 (LONGUEUR esa.=43)MAX | 4
65321396 | SPACER D9X20 DRILLING D5,5 COMP. ELECT. F | 4.25
65321397 | SPACER D 6X21/BURNER SS 80 | 17.66
65321398 | CENTRING RING D8,5/7X15/ELECTRODE | 5.48
65321399 | PIPE BLOCK ELECT.D10/8,5X20/ELECTRODE D8 | 3.76
65321400 | STOP RING D12X20/ELECTRODE | 5.28
65321401 | WASHER D19X1.5 HEATER ECOFLAM | 1.35
65321403 | PIPE/SPINDLE LEVER D8/5X3,25 | 2.97
65321404 | PIPE/SPINDLE LEVER D20/8X10 | 11.17
65321405 | PIPE/SPINDLE LEVER D20/10X10 | 10.86
65321406 | SPACER POUR.AIR FLAP D30X8.5 OT HOUSING D180-2 | 11.17
65321407 | SPACER FAN WHEEL/MOTEUR D42X12 HOUSING D3 | 18.17
65321408 | BLOCK D35X37 SPINDLE/AIR FLAP | 42.63
65321409 | PIPE BOND AIR FLAP HOUSING 6 | 10.6
65321410 | PIPE CASING AIR ALUMINIUM HOUSING D180 | 5.08
65321411 | PIPE FOR SPINDLE LEVER AIR FLAP GAS | 38.98
65321412 | SPACER FOR SWIRLER BACK CONED | 5.18
65321413 | SPACER DISK 22X8.7X19 | 4.1
65321414 | SPACER DISK 22X32.3X1 | 9.03
65321415 | PIPE CILINDR./CARDAN CAM-GASVALVE | 10.5
65321416 | SPACER PLATE SHAFT OIL FUS/SIDE MOT | 5.18
65321417 | DISK D18.5/3X2 NYLON | 13.2
65321418 | DISK D18.5/4.4X2 NYLON | 13.2
65321419 | DISK D18.5/5.2X2 NYLON | 13.2
65321420 | DISK D18.5 D 8X2 NYLON | 13.2
65321421 | DISK D18.5/4X2 NYLON | 13.2
65321422 | DISK D18.5/7.5X2 NYLON | 13.2
65321423 | DISK D18.5/6X2 NYLON | 5.5
65321424 | DISK D18.5/3.5 .p.2 NYLON | 5.89
65321425 | DISK D18.5 D 6.5X2 NYLON | 5.89
65321427 | DISK/BURNER HEAD POLICOM M20X1 D.7 | 28.42
65321428 | DISK/BURNER HEAD POLICOM M16X1 D.5 | 29
65321429 | DISK/BURNER HEAD POLICOM M16X1 D.6 | 29
65321430 | DISK/VERSION NATURAL GAS D18.5 D1 | 3.05
65321431 | DISK/VERSION NATURAL GAS D18.5 D1 | 3.05
65321432 | DISK/VERSION NATURAL GAS D18.5 D9 | 5.5
65321433 | DISK/VERSION NATURAL GAS D18.5 D6 | 3.25
65321434 | DISK/AZUR CONTIN. FAN D18.5/5 | 29
65321435 | DISK/BURNER 33x33 D5 ALUMINIUM | 15.23
65321436 | DISK/BURNER 33X33 D 6.3 ALUMINIUM | 16.75
65321437 | DISK/BURNER 33x33 D4.6 ALUMINIUM | 10.66
65321438 | DISK/BURNER 33X33 D 5.4 ALUMINIUM | 27.61
65321439 | DIAPHRAGM CALIBRED D44.5-D14.5 NYLON | 6
65321440 | GAS NOZZLE LPG BLU 350-X ECOMAX-BLU 500/R | 9.24
65321441 | DIAPHRAGM CALIBRED De24-di7 NYLON COMBA | 14.92
65321442 | DIAPHRAGM CALIBRED De24-di10 NYLON COMB | 17.66
65321443 | DIAPHRAGM CALIBRED De18.5-di8.5 NYLON C | 15.02
65321444 | SPACER CONED FOR GRID D10X60 (Azur LPG | 5.53
65321445 | HEATER HOUSING D100-125 | 14.21
65321446 | HANDLE 6 LOBI COD./437/8 D50-D8 HOUSING | 7.21
65321447 | ELBOW M-F RP3/4 REF.COD Y5.04/1 AZUR 100 M | 13.7
65321448 | UNION 3 PIECES 1/2 REF.COD Y5.06 AZUR | 30.04
65321449 | HANDLE D30/15/6X22 AIR FLAP HOUS. D145 | 6.9
65321450 | ADAPTER VPS 504 85X30 | 48.31
65321451 | PLATE/LEAK. CONTROL VPS 504 75x70X2 | 74.1
65321452 | ADAPTER VPS 504 / VGD20 G1/4 L28 | 24.66
65321453 | PIPE/SPACER HEAD MAX GAS 105 | 3.96
65321454 | PROLONGUE ADJUSTMENT CASING INLET AIR M | 4.47
65321455 | ADAPTER TUBE G1/C.H. GAS D260 BLU | 70.75
65321456 | SPINDLE / PIPE D5X40 | 1.07
65321457 | SPINDLE / PIPE D6X40 | 4.06
65321459 | SPINDLE/COUPLING PUMP-FAN WHEEL D14X155 | 39.59
65321460 | SPINDLE / COUPLING PUMP-FAN WHEEL D14X20 | 39.59
65321461 | SPINDLE / COUPLING PUMP-FAN WHEEL D14X26 | 39.59
65321462 | SPINDLE / COUPLING PUMP-FAN WHEEL D14X27 | 39.59
65321463 | SPINDLE/COUPLING PUMP-FAN WHEEL D14X315 | 39.28
65321464 | SPINDLE/COUPLING PUMP-FAN WHEEL D14X350 | 110.94
65321465 | PIPE/HYDRAULIC JACK F.16X15 | 20.2
65321466 | SPINDLE / GEARING D8X142 D6 | 5.38
65321467 | SPINDLE / AIR FLAP D5X104 L11 75° | 6.3
65321468 | SPINDLE/COUPLING PUMP-FAN WHEEL D14X510 | 56.54
65321469 | TUBE PUMP /NOZZLE ROD TL.R MAIOR P 35 1F D4 | 9.54
65321470 | TUBE PUMP /NOZZLE ROD TL.R MAIOR P 35 2F L 37 | 8.12
65321471 | TUBE PUMP /NOZZLE ROD MINOR 20-30 D6 (SUNTEC)P | 5.79
65321472 | TUBE PUMP /NOZZLE ROD MINOR 30 D6 (SUNTEC)250W | 7.56
65321473 | TUBE COPPER HEAD FIOUL MINOR1 BOILER D4 | 3.55
65321474 | TUBE COPPER HEAD FIOUL ECOJET 3-5 D4 | 21.8
65321475 | TUBE PUMP /NOZZLE ROD TC MAIOR P 25 HS 2F D4 NOZZLE HOLDER | 5.89
65321476 | TUBE PUMP /NOZZLE ROD TL MAIOR P 25 HS 2F D4 NOZZLE HOLDER | 6.6
65321477 | TUBE PUMP /NOZZLE ROD MAIOR P25AB(P.SUNTEC)250W | 5.38
65321478 | TUBE UNION VALVE MAIOR P35AB | 6.09
65321479 | TUBE PUMP /NOZZLE ROD MAIOR P25AB(P.SUNTEC)250W | 6.09
65321480 | TUBE PUMP /NOZZLE ROD MAIOR P15AB(P.SUNTEC)AT2-3 200 | 9.85
65321481 | TUBE PUMP /NOZZLE ROD MINOR 20.1 D6 (SUNTEC)20 | 7.11
65321482 | TUBE PUMP /NOZZLE ROD MINOR 20.1 D6 (SUNTEC)20 | 10.15
65321483 | TUBE PUMP /NOZZLE ROD D4 HOUSING D125 OIL 2F | 40.6
65321484 | TUBE PUMP /NOZZLE ROD D4 ECOIL 3-5-8 | 11.06
65321485 | TUBE COPPER C/OC.G 1/4/PRESS.AIR HOUSING D2 | 25
65321486 | TUBE PUMP /NOZZLE ROD MAIOR P35AB HS (SUNTEC)3 | 6.9
65321487 | TUBE PUMP /NOZZLE ROD-JACK MAIOR P35 | 8.12
65321488 | TUBE PUMP /NOZZLE ROD TC.R MAIOR P45-60-80 1F D6 | 6.09
65321489 | TUBE PUMP /NOZZLE ROD TC.R MAIOR P45-60-80 2F D6 | 6.09
65321490 | TUBE PUMP /NOZZLE ROD D4 BY-PAS AGA TWIN | 11.06
65321491 | TUBE PUMP /NOZZLE ROD D4X1/BOND PUMP+HEATER | 11.47
65321492 | TUBE PUMP /NOZZLE ROD D6X1 Lg.137 MAIOR | 11.17
65321493 | TUBE PUMP /NOZZLE ROD D6X1 Lg.290 MAIOR | 11.17
65321494 | TUBE PUMP/NOZZLE ROD D4X1 HEAD/CROSSPIECE | 10.86
65321495 | TUBE PUMP /NOZZLE ROD D4X1 SHORT HEAD/CROSS. | 19.29
65321496 | TUBE PUMP /NOZZLE ROD D4X1 LONG HEAD/CROSS. | 17.9
65321497 | TUBE PUMP /NOZZLE ROD D4X1 L520/CROSSPIECE | 18.88
65321498 | TUBE PUMP /NOZZLE ROD D4X1 MINOR 12 TC/CROSSPIECE | 10.86
65321499 | TUBE PUMP /NOZZLE ROD D4X1 MINOR 12 TL/CROSSPIECE | 11.88
65321500 | TUBE PUMP /NOZZLE ROD D4X1 OIL PUMP /HEAD | 12.99
65321501 | TUBE PUMP /NOZZLE ROD D4X1 MINOR 1- 1.1 | 10.56
65321502 | TUBE PUMP /NOZZLE ROD D4X1 L 290/CROSSPIECE | 5.6
65321503 | TUBE PUMP /NOZZLE ROD D4X1 L338/CROSSPIECE | 8.02
65321504 | TUBE PUMP /NOZZLE ROD D4X1 HEAD MAX | 9.54
65321505 | TUBE PUMP /NOZZLE ROD D4X1 HEAD 2F/SOLEN. VALVE | 5.58
65321506 | TUBE PUMP /NOZZLE ROD D4X1 SOLEN. VALVE-JACK | 9.54
65321507 | TUBE PUMP /NOZZLE ROD D4X1 HEAD 1F-SOLEN.VALVE | 11.27
65321508 | TUBE FIOUL BOND PUMP /TUBE TES | 14.01
65321509 | TUBE FIOUL PUMP AGA TWINHEAD 06 | 6.5
65321510 | TUBE D4/JACK MAX 4-8-12 AB | 40.6
65321511 | UNION GASTRAIN Fe HEXAG.27X147 G1/2XR1/2 GAS Ca | 69.02
65321512 | TUBE INLET GASTRAIN/SOLEN. VALVE | 37.56
65321513 | TUBE INLET GASTRAIN AZUR BOILER STAN | 16.24
65321514 | TUBE INLET GAS/CUISINE TRIANCO D18X1 | 50.55
65321515 | TUBE GAS/ATT.FLEXIBLE INOX D18X1 L 110 Cu | 55.93
65321516 | GAS CONNECTING PIECE/GAS VALVE MAX GAS70-120 | 43.3
65321517 | TUBE SUPPORT HEAD D14 L 55 TC (Azur 0 NATURAL GAS a | 10.96
65321518 | TUBE SUPPORT HEAD D14 L 68 (Azu r.Zer.Az. | 9.85
65321519 | TUBE SUPPORT HEAD D14 L 122 (Azur Zero - A | 22.84
65321520 | TUBE SUPPORT HEAD D14 L 62 (Ser .1-2-3 1- | 9.74
65321521 | TUBE SUPPORT HEAD D14 L 40 AZUR COOKER STA | 7.61
65321522 | TUBE SUPPORT HEAD D14 L 68 AZUR 60 NATURAL GAS.TC | 9.32
65321523 | TUBE SUPPORT HEAD D14 L 128 AZUR 40-60 NATURAL GAS | 10.86
65321524 | TUBE SUPPORT HEAD HOUSING D 125 TC D20X97X51.5 | 13.4
65321525 | TUBE SUPPORT HEAD HOUSING D 125 TL D20X202X51. | 15.73
65321526 | TUBE SUPPORT HEAD HOUSING D 125 TL D20X354X51. | 1.35
65321527 | TUBE SUPPORT HEAD AZUR COOKER | 87.29
65321528 | TUBE SUPPORT COMB. HEAD/GASTRAIN MAX GAS 70 | 24.36
65321529 | TUBE SUPPORT COMB. HEAD/GASTRAIN MAX GAS 70 | 28.01
65321530 | TUBE SUPPORT COMB. HEAD/GASTRAIN MAX GAS 12 | 24.36
65321531 | TUBE SUPPORT COMB. HEAD/GASTRAIN MAX GAS 12 | 24.36
65321532 | TUBE GAS SUPPORT COMB. HEAD/GASTRAIN MAX GAS40 TC | 20.5
65321533 | TUBE SUPPORT COMB. HEAD/GASTRAIN MAX GAS 30 | 18.47
65321534 | TUBE SUPPORT HEAD HOUSING D 180 TC ( A 90') L | 53.8
65321535 | TUBE SUPPORT HEAD HOUSING D 180 TL ( A 90') L | 58.36
65321536 | TUBE SUPPORT TC GAS WITH DRILLING D4 L 105 | 29.23
65321537 | TUBE SUPPORT TL GAS WITH DRILLING D4 L 210 BLU 1 | 29.74
65321539 | TUBE SUPPORT COMB. HEAD/GASTRAIN MAX GAS 170-250TL | 45
65321541 | COMBUSTION HEAD HOUS.d180 ( 8 Fer./Blu 170) | 152.25
65321542 | COMBUSTION HEAD HOUS. D 180 (12 Fer./Blu 250) | 158
65321543 | COMBUSTION HEAD HOUS. D 125 LPG | 213.15
65321544 | COMBUSTION HEAD HOUS. D 125 NATURAL GAS AZUR 80-BLU | 162.4
65321545 | GAS HEAD DUAL 3/4 | 244.82
65321546 | CAP/HEAD LPG D20X30 HOUSING D125-D180 | 11.88
65321547 | DISTRIBUTOR HEAD DISK D25X11 N^10 FO | 16.24
65321548 | DISTRIBUTOR HEAD DISK D25X11 N^10 FO | 16.24
65321549 | HEAD ALUMINIUM/AZUR COOKER STANLEY | 47.06
65321550 | COMBUSTION HEAD ALUMINIUM LPG/SS 80 DRILLING D.3.5 | 167.98
65321551 | COMBUSTION HEAD ALUMINIUM LPG/SERENA DRILLING D3.0 | 167.98
65321552 | GASKET/HEAD D75/50X4 | 5
65321553 | FLANGE D75X2,5 REAR DISK HEAD | 16.75
65321554 | TUBE SUPPORT HEAD HOUSING D125(AZUR 40-60)TEST | 30.45
65321555 | GROUP BAFFLE PLATE BLU 120 T.MULTIGAS (DEW | 77.14
65321556 | TUBE SUPPORT HEAD HOUSING D125(BLU 120)HEAD M | 33.5
65321557 | GROUP INTERNAL T.MULTIGAS TC AZUR 60 SER | 88.31
65321558 | GROUP INTERNAL T.MULTIGAS TL AZUR 60 SER | 88.31
65321559 | GROUP INTERNAL T.MULTIGAS TC BLU 120 L 1 | 88.31
65321560 | GROUP INTERNAL T.MULTIGAS TL BLU 120 L 2 | 88.31
65321562 | GAS NOZZLE INTERNAL CPL. TC HEAD MULT | 82.32
65321563 | GROUP BAFFLE PLATE T.MULTIGAS AZUR 0-30 DE | 99.47
65321564 | TUBE VENTURI D8 AZUR 100 | 12.18
65321565 | HOLDER ELECTRODE FOR AZUR T.MULTIGAS | 10.27
65321566 | GROUP BAFFLE PLATE T.MULTIGAS DRILLING D6 AZUR | 88.31
65321567 | GROUP BAFFLE PLATE T.MULTIGAS DRILLING D7 AZUR | 88.31
65321568 | COMBUSTION HEAD MAX GAS 40/120 | 25.78
65321569 | CAP COMBUSTION HEAD MAX GAS 40/120 | 12.89
65321571 | TUBE SUPPORT HEAD A DISQUE ECOSILENT | 121.8
65321572 | GROUP BAFFLE PLATE FOR HEAD AZUR AZZURRA IST | 83.23
65321573 | GROUP BAFFLE PLATE FOR HEAD SERENA 1-2-3 ECO | 205.03
65321574 | GROUP BAFFLE PLATE FOR HEAD SERENA 4 ECOSILE | 157.33
65321575 | AIR GUIDE COOKER AGA TWI | 18.78
65321576 | NOZZLE CARRIER WITH SEAT FOR FUEL-STOP AGA | 44.96
65321577 | SQUARE SUPPORT COMPLETE WIRING AGA TWIN | 18.5
65321578 | INDEX ADJUSTMENT AIR BOILER-COOKER AGA | 4.42
65321579 | GASKET/COOKER D120/100X3 | 14.11
65321580 | SCREW ADJUSTMENT HEAD M6X70 L.THREADED 52 BRUGOL | 3.15
65321581 | CROSSPIECE OIL AGA TWIN HEAD WITH RAZZA | 30.86
65321582 | BAFFLE PLATE CLOSING TUBE HEAD CUISINE AGA | 17.86
65321583 | BLOCK 36X15X8,5/SETTING AIR AGA COOKER | 4.85
65321584 | SQUARE SUPPORT IGNITION TRANSFO. DANFOSS LAM.PREZ. AGA | 5.84
65321585 | TUBE SUPPORT HEAD D89X94 TUBE D59.5 FOR BOI | 44.15
65321586 | NIPPLE 1"1/4 FLANG.FIXE VENTIL.+BURNER CO | 168.79
65321587 | NIPPLE 1"1/2 FLANG.FIXE VENTIL.+BURNER BO | 89.02
65321588 | GASKET/BURNER-COOKER 80/75X5 D45 | 15.53
65321589 | GASKET/BURNER-COOKER D115/90X9 | 7.82
65321590 | GASKET/FLANGE-NIPPLE D87/55X9 COOKER | 5.08
65321591 | TUBE SUPPORT HEAD AND VENTIL.RAYBURN CONDENS | 184.83
65321592 | TUBE SUPPORT HEAD AND VENTIL.RAYBURN CONDENS | 86.38
65321593 | COMBUSTION HEAD MANYFOLD COOKER CONDENSING (A | 520.09
65321594 | COMBUSTION HEAD HOUS. D 180 TC. (L273 4 DRILLING D | 152.25
65321595 | COMBUSTION HEAD HOUS. D 180 TL. (L388 4 DRILLING D | 395
65321596 | GAS HEAD SHORT REGOLABILE BLU 350-BLU 5 | 350.28
65321597 | TUBE GAS HEAD REGOLABILE BLU 350-BLU 50 | 93.79
65321599 | GAS NOZZLE NATURAL GAS G20-25 BLU170 250/ECO | 70
65321600 | GAS NOZZLE LPG G30-31 BLU 170- 250/ECOM | 69.02
65321601 | GAS NOZZLE D28 BLU 170-250/ECOMAX TYPE 98 | 35.53
65321602 | RING D34/28X7 M5 | 14.21
65321603 | RING D34/28X7 M5 | 14.21
65321604 | TUBE SUPPORT HEAD TC BLU 170-250/ECO | 53.9
65321605 | COMBUSTION HEAD NATURAL GAS -LPG BLU 170-25 | 209
65321606 | GAS NOZZLE D59X50 WITH 8 F.D4 BLU 1700.1-2000. | 64.96
65321607 | GAS NOZZLE D59x50 C/12 F.d5.5 BLU 3000.1 FL | 63.95
65321608 | GAS NOZZLE D59X50 WITH 12 F.D4 BLU 4000.1/6000 | 50.75
65321609 | GAS NOZZLE D59x50 C/8 F.d2 BLU 1700.1-2000. | 65.98
65321610 | GAS NOZZLE D59x50 C/6 F.d3 BLU 3-4-5-6000.1 | 47.71
65321611 | GAS NOZZLE HOUSING D630 | 158.34
65321612 | COMBUSTION HEAD MAX GAS 170-250 | 34.8
65321613 | CAP COMBUSTION HEAD MAX GAS 170-250 | 10.15
65321614 | GAS NOZZLE NATURAL GAS C/4 F.d2.5 MAX GAS 170-25 | 11.17
65321615 | GAS NOZZLE LPG C/4 F.d2 MAX GAS 170-250 | 20.81
65321616 | CAP COMBUSTION HEAD MAXGAS170-250LPG | 12.08
65321617 | COMBUSTION HEAD.D112X65 BLU 350 NATURAL GAS | 323.48
65321618 | TUBE SUPPORT HEAD BLU 250-250S COMBAT | 42.53
65321619 | TUBE SUPPORT HEAD HOUSING D180BLU 350 TC COMBA | 33.5
65321620 | FLAME TUBE D107/112 L150 | 79.68
65321621 | IGNITION ELECTRODE D8X100 d4 D1,65X12 | 11.17
65321622 | IONISATION PROBE D8X60 d4/6,4 D3X60 | 8.22
65321623 | IGNITION ELECTRODE D8X60 d6,4 D1,65X12 | 12.18
65321625 | BAFFLE PLATE D97/25 18SL 3DRIL. | 113.17
65321626 | BAFFLE PLATE D108/35 18SL 3DRIL. | 116.73
65321627 | CAP CENTRAL HEAD BLU 170/350 COMBAT | 14.92
65321628 | ADJUST ROD HEAD L 213 BLU 170-250/R COMB | 39.18
65321629 | ADJUST ROD HEAD L 411 BLU 250-250/S COMB | 59.28
65321630 | ADJUST ROD HEAD L 333 BLU 350 COMBAT E T | 47.4
65321631 | FLAME TUBE D108/115 L200 | 145.65
65321632 | FLAME TUBE D139/120/137 L283 | 355.25
65321633 | FLAME TUBE D108/112/102 L295 | 148.29
65321634 | BAFFLE PLATE D77/22X66 10SL | 35.7
65321635 | GAS HEAD SHORT BLU 500 (700 1000 NO CE) | 157.33
65321636 | GAS HEAD LONG BLU 500 CPL | 213
65321637 | GAS HEAD LONG BLU 700 1000 NO CE CPL | 343.48
65321638 | TUBE SUPPORT HEAD HOUSING D 260 BLU 500-700-10 | 158
65321639 | GAS HEAD SHORT BLU 700 1000 CE CPL | 157.33
65321640 | GAS HEAD LONG BLU 700 1000 CE CPL | 213
65321641 | GAS HEAD SHORT BLU 1200-1400 CPL | 515
65321642 | GAS HEAD LONG BLU 1200-1400 CPL | 523.94
65321643 | TUBE VENTURI WITH SOCKET OF PRESSURE HOUSING | 17.5
65321644 | GAS HEAD SHORT BLU 1400 (1600) EXPORT | 568.2
65321645 | GAS HEAD LONG BLU 1400 (1600) EXPORT | 569.01
65321646 | GAS HEAD HOUSING D260 | 36.13
65321647 | TAPPO TESTA GAS FUSIONE ¿260 | 12.08
65321649 | TUBE SUPPORT GAS HEAD HOUSING D260 | 76.33
65321651 | TUBE BOND ELBOW/GAS HEAD BLU 1400.1 T | 18.78
65321652 | GAS NOZZLE D25X39 OP.10X28 | 22.63
65321653 | NAT.GAS HEAD CAP BLU 700.1-1000.1 | 22.63
65321654 | GAS NOZZLE D25X38 OP.14X27 | 22.63
65321655 | GAS NOZZLE D25X49 OP.15X38 | 22.63
65321656 | TUBE SUPPORT HEAD HOUSING D 320 TC BAFFLE PLATE | 611.94
65321657 | TUBE SUPPORT HEAD HOUSING D 320 TL BAFFLE PLATE | 406
65321659 | TUBE SUPPORT HEAD HOUSING D 320 TL BAFFLE PLATE | 1421
65321660 | COMBUSTION HEAD HOUS.d 320 WITH ANELL0 D 200 | 554
65321661 | COMBUSTION HEAD HOUS.d 320 WITH ANELLO D 230 | 666.45
65321662 | TUBE FRONT FOR HEAD HOUSING D 280-320 D | 52.48
65321663 | SET VENTURI HOUSING D280-320 . | 124.95
65321664 | TUBE SUPPORT HEAD HOUSING D320-380 TC D88.9X120X | 281.46
65321665 | TUBE SUPPORT HEAD HOUSING D320-380 TL D88.9X120X | 344.49
65321666 | GAS HEAD HOUS.320-380 D84 L 235 C/6 TUBI | 456.75
65321667 | TUBE SUPPORT HEAD HOUSING D280 TC D76.1X140 | 298
65321668 | TUBE SUPPORT HEAD HOUSING D280 TL D76.1X340 | 289.07
65321669 | GAS HEAD NAT. FUS280 D71.5 L 200 WITH 4 TUBI | 577.84
65321670 | HEAD BAFFLE PLATE GAS HOUSING D630 FINI | 1057.22
65321671 | TUBE SUPPORT GAS HEAD HOUSING D630 | 678.53
65321672 | GAS NOZZLE D43X80 OP. 20X38 | 60.09
65321673 | TUBE GAS FOR FLAMME PILOTE HOUSING D630 | 122.21
65321674 | TUBE SUPPORT HEAD SHORT MULTICALOR 170.1- | 426
65321675 | TUBE SUPPORT HEAD SHORT MULTICALOR 300.1/ | 436.25
65321676 | HEAD MULTICALOR DAL 300.1 AL 600.1 6 tu | 882.54
65321677 | HEAD MULTICALOR 170.1-200.1 CPL | 687.87
65321678 | GAS NOZZLE INT.HEAD PASS.GAS D82.5X55 Fe M | 11.27
65321679 | BAFFLE PLATE D230/80X75 24SL | 318.2
65321680 | COMB. HEAD WITH BAFFLE PLATE P.D230 MULTICALO | 450.96
65321683 | NUT NOZZLE CARRIER/GROUP HEAVY OIL HOUSING D 2 | 33.5
65321684 | NEEDLE ADJUSTMENT HEAVY OIL HOUSING D260 | 15.12
65321685 | REDUCTION SLEEVE DRILLED FOR GROUP HEAVY OIL | 10.76
65321686 | SLEEVE NEEDLE HOLDER/GROUP HEAVY OIL | 20.3
65321687 | INSPECTION GLASS TO WELD EN BRASS OILFAM 50-80- | 16.24
65321689 | SUPPORT NEEDLE ROD/COIL M&M L 30/GR | 23.75
65321690 | SQUARE/CENTRING NEEDLE/GROUP HEAVY OIL | 11.06
65321691 | ROD NEEDLE LONG L 272/GROUP HEAVY OIL F | 48.31
65321692 | ROD NEEDLE SHORT L 205/GROUP HEAVY OIL F | 48.31
65321693 | SUPPORT NEEDLE ROD/COIL MeM L 22/GR | 11.98
65321697 | UNION RP1/4" / ACTUATOR GROUP HEAVY OIL | 13.09
65321698 | NEEDLE CONTROL NOZZLE D4 L48 | 27.61
65321699 | SUPPORT NEEDLE ROD/GROUP HEAVY OIL HOUSING | 10.05
65321700 | ROD NEEDLE LONG L 396 GROUP HEAVY OIL FUS | 9.14
65321701 | ROD NEEDLE SHORT L 329 GROUP HEAVY OIL FUS | 48.31
65321702 | SET SHORT HEAD A 2 STAGE OILFLAM 3 | 434.83
65321704 | BLOCK OIL DISTRIB.50X40X100/VALVE HOLDER | 194.98
65321705 | CONTROLLER OF PRESSURE IN BRASS OILFLA | 16.85
65321706 | SET LONG HEAD 2 STAGE OILFLAM 300.1 C | 457.05
65321707 | SET SHORT HEAD 3 STAGE OILFLAM 400.1 WITH BOB | 760.95
65321708 | SET LONG HEAD 3 STAGE OILFLAM 400.1 WITH BOB | 761.05
65321709 | SET SHORT HEAD 2 STAGE OILF.170.1-200. | 423.66
65321710 | SET LONG HEAD 2 STAGE OILF.170.1-200. | 437.26
65321711 | SET TC COIL 18 W A 2 FIAMME OILF.50.1 | 343.07
65321712 | SET TL COIL 18 W A 2 FIAMME OILF.50.1 | 343.07
65321713 | IGNITION ELECTRODE UPPER SUPP.OILFLAM 50.1-600.1 | 42
65321714 | SUPPORT INF.BAFFLE PLATE OILFLAM2F.50-600.1 | 31.26
65321716 | BLOCK 75X34X6/HEAT RESISTOR | 82.22
65321717 | COVER BLOCK HEATER OILFLAM D | 33.6
65321718 | BLOCK 100X40X6/HEAT RESISTOR | 82.72
65321719 | COVER BLOCK SUPPORT RESIS.OILFL 2 | 21.11
65321720 | SUPPORT SPRING LINE HEAD MAIOR-OILFLAM 70 | 35.12
65321721 | RING D100/58X40/COIL HOLDER | 233.86
65321722 | COMBUSTION HEAD 1M 1R D12 L 605 ZB | 411.08
65321723 | BAFFLE PLATE D64/20X69 4SL | 34.31
65321724 | FLAME TUBE D89/61 L77HOUS.d100 | 57.86
65321725 | NIPPLE FLANGE BOND VL 2 1/3 | 404.17
65321726 | NIPPLE GASTRAIN 3 FLANG.+ 2 CURV | 581.6
65321727 | NIPPLE GASTRAIN 2 X120 BLU 700 PAB ITALI | 13.4
65321728 | NIPPLE GASTRAIN 1"1/2X120 BLU 500 P | 10.86
65321729 | NIPPLE GASTRAIN 1"1/2X100 ATT.PRESSURE | 37.35
65321730 | NIPPLE GASTRAIN 2 X100 ATT.PRE BLU | 39.28
65321731 | NIPPLE GASTRAIN 1"1/2X180 BLU 700 PAB M | 13.8
65321732 | NIPPLE GASTRAIN 2 X1"1/2 BLU 1000 F | 57.75
65321733 | NIPPLE GASTRAIN 2 -1"1/2X 215 ATT.P | 123.12
65321734 | NIPPLE GASTRAIN 1 -3/4 X 100 BLU 18 | 43.54
65321735 | NIPPLE GASTRAIN 1"1/2-3/4 X 150 BLU 501 | 105.15
65321736 | NIPPLE GASTRAIN 2 -1"1/2X 190 BLU 2 | 135.91
65321737 | WASHER CILINDRIQUE/BUTTERFLY VALVE (M | 3.52
65321738 | SCREW OF REGISTRE/BUTTERFLY VALVE (Mo | 10.96
65321739 | BODY BUTTERFLY VALVE 2 HOUSING D 320 | 431.38
65321740 | BODY BUTTERFLY VALVE 3 HOUSING D 320 | 411.08
65321741 | BODY BUTTERFLY VALVE DA 2 HOUSING D260 | 53.8
65321742 | BODY GASVALVE BUTTERFLY TYPE WAFER | 431.38
65321743 | SCREW OF REGISTRE BUTTERFLY VALVE | 20.71
65321744 | SPRING D 11,7 D 9.3 L 40/JACK | 5.33
65321745 | SPRING D 11.7 D 8.7 L 54/JACK D | 7
65321746 | BLOCK OIL DISTRIB.25X25X120/VALVE HOLDER | 93.18
65321747 | BLOCK OIL DISTRIB.16X16X120/VALVE HOLDER | 115.2
65321748 | CONNECTION ROD JACK M8X55 | 26.8
65321750 | CONNECTION ROD JACK M8X215 | 13.2
65321751 | SPINDLE / SPACER JACK D7X60 M6 HEXAG. | 11.47
65321752 | ADAPTER D16/8X37 AXIS | 25.38
65321753 | GAS FLAP FOR VALVE 2 GAS HOUSING D260-D2 | 46.69
65321754 | GAS FLAP FOR VALVE 3 GAS D82,5X1 HOUSING D | 20.2
65321755 | GAS FLAP FOR VALVE 2GAS HOUSING D260 | 5.02
65321756 | GAS FLAP FOR VALVE 4 GAS HOUSING D630 | 46.69
65321757 | SPINDLE / GAS FLAP 2" D10X206 FLAT L54 | 63.44
65321758 | SPINDLE / GAS FLAP 3" D10X220 FLAT L82 | 61.31
65321759 | SPINDLE / GAS FLAP D12X290 FLAT L107 | 88.41
65321760 | SPINDLE / GAS FLAP D10X98 FLAT L54 | 43.75
65321761 | FAN WHEEL D99/73X43 D12,7 | 40.7
65321762 | FAN WHEEL D99/73X34 D12,7 | 18.37
65321764 | FAN WHEEL D124 X53 D12,7 | 19.79
65321765 | FAN WHEEL D120 X60 D12,7 | 18.78
65321766 | FAN WHEEL D108 X50 D12,7 | 15.83
65321767 | TURBINA QUEMADOR MINOR 8 | 24.36
65321768 | FAN WHEEL D108 X44 D12,7 | 20.81
65321769 | FAN WHEEL D108 X34 D12,7 | 16.65
65321770 | FAN WHEEL D120 X50 D12,7 | 17.26
65321772 | FAN WHEEL D180 X40 D12,7 | 44.66
65321773 | TURBINA 180X50 D 12,7 | 39
65321774 | FAN WHEEL D180 X60 D12,7 | 27.5
65321775 | FAN WHEEL D260 X110 D24WELDED | 124.85
65321776 | FAN WHEEL D260 X98 D19 | 124.85
65321777 | FAN WHEEL D250 X84 D19 | 78.63
65321778 | FAN WHEEL D250 X50 D19 | 121.8
65321779 | FAN WHEEL D220 X98 D19 | 72.07
65321780 | FAN WHEEL D260 X98 D24 | 165.45
65321781 | FAN WHEEL D250 X84 D24WELDED | 124.85
65321782 | COUPLING D48/38/14X24 PUMP/MOTOR | 74.1
65321784 | COUPLING D48/38/12,7X32 FANWHEEL D200X84 | 73.08
65321785 | COUPLING D48/24/8,5 FAN WHEEL D300X125 | 51.97
65321786 | COUPLING D42/19X16 STARRY | 17.26
65321787 | STOP RING D40/8X4/FAN WHEEL | 3.96
65321788 | COUPLING D65/28/12X25 FAN WHEEL | 93.38
65321789 | COUPLING D65/38/12X25 FAN WHEEL | 197.93
65321790 | COUPLING D65/53/14X57,5 | 100.08
65321791 | COUPLING D29X18 HOUS. D280-32 | 13.09
65321792 | COUPLING D65/42/16X24 FAN WHEEL | 142.1
65321793 | EXTRACTEUR FOR FAN WHEEL PUNKER | 26.29
65321795 | COUPLING D50/30/14X61 ACTUATOR SQM | 361.75
65321796 | COUPLING D50/30X30 | 202.29
65321797 | COUPLING D30/12X55 | 160.98
65321798 | FAN WHEEL D280 X140 D28 | 137.03
65321799 | FAN WHEEL D280 X140 D38 | 197.93
65321800 | FAN WHEEL D320/254X150 D38 | 316.17
65321801 | FAN WHEEL D360/291X135 D42 | 416.56
65321802 | FAN WHEEL D380/311X135 D42 | 465.58
65321803 | FAN WHEEL D590/317X164 D48MOT.22KW | 2487.05
65321804 | FAN WHEEL D630/398X206 D55MOT.37KW | 2247.92
65321806 | UNION/OIL HOSE 66X36 1/2 X1 | 74.1
65321807 | NOZZLE CARRIER 2 STAGE MULTICALOR 170.1-2 | 160.57
65321808 | PLATE ADJUSTMENT COMB. HEAD | 34.51
65321809 | STICKER REF.AIR 0°-90°P-ALP99 D50 FUS | 18.5
65321810 | STICKER REF.AIR 0°-90°PVC D50 HOUSING D18 | 2.67
65321811 | STICKER REF.AIR 90°-0°P-ALP99 HOUSING D32 | 13.45
65321812 | STICKER SIDE AIR FLAP 166X3 1 HOUS.d12 | 7
65321813 | STICKER REFERENCE ADJUSTMENT AIR D10 HOUSING D100 | 0.94
65321814 | STICKER SIDE AIR FLAP 128X26 HOUS.d10 | 1.26
65321815 | STICKER ADJUSTMENT AIR BLU 170-250-3 | 2.39
65321816 | SIGN. PLATE ADJUSTMENT AIR ON CASING SHELL D630 | 18.27
65321817 | STICKER ADJUSTMENT AIR FLAP MAX | 2.74
65321818 | STICKER AIR FLAP A 3 SECTEUR SHUTTING PA | 3.28
65321820 | STICKER ECOFLAM ON COVER 46X61. 5 HOUSING D100 | 1.28
65321821 | STICKER ECOFLAM ON COVER 104X25 HOUSING D100- | 0.65
65321822 | STICKER ECOFLAM ON COVER 15X 62 HOUSING D1 | 1
65321823 | STICKER /COVER ELECTRIC TERMINAL HOUSING D100-D125 | 0.67
65321824 | STICKER ELECTRICAL SUPPLY BURNER GAS G | 1.83
65321825 | STICKER ATTENTION HIGH TENSION 73X38 RIF | 1.27
65321826 | STICKER/OIL -GAS HOUSING D125 DUAL | 0.65
65321827 | STICKER CALYPSO 40N/COVER HOUSING D125 | 2.28
65321828 | STICKER CALYPSO 40P/COVER HOUSING D125 | 1.48
65321831 | STICKER ADHESIVE LPG/VALVE ITALIANO | 2.3
65321832 | STICKER ADHESIVE NATURAL GAS /VALVE ITALI | 2.23
65321833 | STICKER ADHESIVE LPG/VALVE INGLESE | 2.86
65321834 | STICKER ADHESIVE ALLACCIAMENT O ALIMENT | 2.28
65321835 | STICKER ADHESIVE REF.CODECE SCHEMA ELET.G | 1.27
65321836 | STICKER AIR FLAP A 3 SECTEUR SHUTTING TO | 1.74
65321837 | STICKER ADHESIVE COVER MAX 4 96X36 HOUSING D120 | 2.23
65321838 | STICKER ADHESIVE YGNIS 18X67mm | 11
65321839 | STICKER GAS 250.44.99/COVER HOUSING D125 CA | 4.53
65321840 | STICKER GAS 250.44.98/COVER HOUSING D125 CA | 1.94
65321841 | BAFFLE PLATE D70/22X7 8SL | 23
65321842 | FLAME TUBE D89 L120 CONED | 43.65
65321843 | FLAME TUBE D80 AISI32 | 266.74
65321844 | CHASE HOLDER BURNER MAX 20 HOUSING D1 | 69.02
65321845 | CAPACITOR 5µF | 30
65321846 | SUPPORT CONDENSATOR CPL. 5uF / MOT. SI | 1.49
65321847 | CAPACITOR 2µF | 22
65321849 | CAPACITOR 8µF | 34.51
65321851 | CAPACITOR 4µF | 30
65321852 | CAPACITOR 6,3µF PLASTIC | 26.09
65321853 | CAPACITOR 8µF 250W | 34.51
65321854 | CAPACITOR 14µF | 35.53
65321855 | CAPACITOR 10µF | 17
65321856 | CAPACITOR 3,5µF | 22
65321858 | CAPACITOR 16µF | 17.76
65321859 | BALL BEARING SIMEL 6202-SZ 15X3 5X11 | 12.69
65321860 | BALL BEARING SIMEL 6202-2RS 15X3 5X11 STAG | 14.21
65321861 | CIRCUIT RC 466890660 | 10.25
65321878 | SLEEVE COPPER 1/2 X 3 PROBE L 105 SER.1 | 23.65
65321879 | SLEEVE COPPER 3/4 X 4 PROBE L 114 SERENA C | 31.87
65321923 | COMBUSTION HEAD COOKER (ENSEMBLE) | 280.95
65321924 | COMBUSTION HEAD PREMIX 400-G AGA (Ass | 560
65321953 | GASKET AFM34 D24/15X2 | 0.55
65321974 | PLUG OF PRESSURE M6X0.75 L 23mm | 3.96
65321988 | NUT HEXAGONAL H=150 INSTANT 25 | 11.27
65321992 | SWITCH BRETER V 40 (NC RED) | 12.69
65321993 | SWITCH BRETER V 50 (NA GREEN ) | 12.69
65321994 | BOX GEWISS GW44004 IP 55 100X100X51 | 9.54
65321995 | BOX LEGRAND TYPE 92110 (65X65X40) | 7.82
65321997 | BOX PVC WHITE IP 56 190X140X70 GW45 | 27.2
65321998 | IGNITION CABLE D7 | 7
65321999 | IGNITION CABLE D4,7 | 5
65322000 | IGNITION CABLE D5,2 AP | 5.89
65322001 | IGNITION CABLE D7/D7 L535 | 6
65322002 | IGNITION CABLE D7/D7F2 L1500 | 11
65322003 | IGNITION CABLE D7/D7 L1800 | 10.6
65322004 | IGNITION CABLE D7/D7 L2100 | 6.09
65322005 | IONISATION CABLE D4/D4 L290 | 13
65322006 | IONISATION CABLE D4/D4 L580 | 15
65322007 | IONISATION CABLE D4/D4 L465 | 13
65322008 | IONISATION CABLE D4/D4 L510 | 2.1
65322009 | CABLE SOL.VALVE+PLUG3P 3X0,75 L500COD071 | 6
65322010 | CABLE HEATER DAN+PLUG4P L400 | 8.63
65322011 | CABLE IGNIT.TRANSFO+PLUG 3P 3X0,75 E820 | 8
65322012 | CABLE MOTOR+PLUG 3P 3X0,75 L360 | 11
65322013 | CABLE MOTOR+PLUG 3P 90° 3X0,75 L360 | 7.5
65322014 | CABLE MOTOR+PLUG 3P 90° 3X0,75 L680 | 10.66
65322015 | CABLE MOTOR+PLUG 3P 3X0,75 L360 | 11
65322016 | CABLE SOL.VALVE+PLUG 3P 3X1 VE131 | 9.54
65322017 | SLEEVE N.3 CABLE BLU/YELLOW-GREEN /RED l | 3.27
65322018 | SLEEVE N.3 CABLE ROSE/YELLOW-GREEN /GREY | 3.76
65322019 | CABLE 3X0,75 | 2.49
65322020 | CABLE 3X0,75 | 3.05
65322021 | CABLE 3X0,75 | 3.05
65322022 | SLEEVE N.3 CABLE WHITE-ROSE-PURPLE FAS. | 2.54
65322023 | SLEEVE WITH CABLE 4X0,75 BROWN-BLU-YELLOW GREEN-BLACK | 2.99
65322024 | SLEEVE N.4 CABLE ROSE/WHITE/ORANGE/YELLOW | 3
65322025 | CABLE 4X0,75 | 15
65322026 | SLEEVE N.3 CABLE BLU/YELLOW-GREEN /RED l | 2.19
65322027 | CABLE 3X1 BM2 | 3.05
65322028 | CABLE CONNECT MAIOR-ECOMAX L1750 | 27.41
65322029 | CABLE CONNECT BLU-ECOMAX L1750 | 31
65322030 | CABLE GAS VALVE+PLUG WIE. 6P+PLUG4P C/W | 30.45
65322031 | CABLE GAS VALVE+PLUG WIE. 6P+PLUG 4P MU | 66
65322032 | CABLE GAS VALVE+PLUG WIE. 6P+PLUG 4P VA | 66
65322033 | CABLE IGNIT.TRANSFO+PLUG 3P 3X0,75 L410 | 10
65322034 | CABLE+PLUG 6P/EUROST L1070 | 10.15
65322035 | CABLE+PLUG WIELAND 3P/EUROST L1070 | 8.02
65322039 | ADAPTER LFI/LGB 22 KF8853-K | 172
65322043 | POTENTIOMETER 90' -1000 OHM ASZ12.703 LA | 319.01
65322045 | CONTROLLER GEFRAN 600-R-R-R-R-1 100/240 | 803.98
65322046 | SENSOR GEFRAN J D.8x100 1/2 (mod.TC6MD2 | 157.33
65322047 | CONTROLLER RLU.222 | 994.6
65322050 | WARNING LIGHT 28H240040T ORANGE D.9 | 2
65322051 | WARNING LIGHT 319010010S RED Signal-luX | 2.51
65322053 | WARNING LIGHT EL/N-SC4 Elettrospring D=9 2 | 14
65322054 | LENTE 9A1 Elettrospring D=10 RED | 6
65322055 | LENTE 9A1 Elettrospring D=10 ORANGE | 6
65322056 | RUBER FUNNEL D4 / IGNIT. CABLE D7 VIEMME art.02 | 6
65322057 | RUBER FUNNEL D4 / IGNIT. CABLE D4 | 0.8
65322060 | ELECT.TERMINAL BLOCK BK12 WEIDMULLER T. 1989.2 | 22.84
65322061 | ELECT.TERMINAL BLOCK BK6 WEIDMULLER T.1 953.2 | 12.18
65322062 | CLIPS PROTECTION RACK FIXE ABA 51 | 4
65322063 | CLIPS PROTECTION RACK FIXE ABA 65 | 4
65322064 | WIELAND SOCKET 4P BLACK COVER | 8.5
65322065 | WIELAND PLUG 4P | 8.6
65322066 | WIELAND SOCKET 4 P. W.O. COVER | 3.15
65322067 | WIELAND PLUG 4P BLACK COVER | 8.79
65322068 | WIELAND SOCKET 4P COVER GREEN | 6.5
65322069 | WIELAND PLUG 7P | 8.53
65322070 | WIELAND SOCKET 7P | 9.14
65322071 | WIELAND SOCKET 7 P. 2-RANGHI C | 8.12
65322072 | WIELAND PLUG 6 P | 6.09
65322073 | WIELAND SOCKET 6 P. WITH COVER | 10
65322074 | WIELAND SOCKET 5 P. WITH COVER | 5.89
65322075 | WIELAND SOCKET 5 P. WITH COVER | 6.8
65322076 | ELECT.TERMINAL BLOCK 4P. HOUS. D180 1F | 5
65322077 | ELECT.TERMINAL BLOCK 4P. HOUS. D100-125 GAS | 5
65322078 | ELECT.TERMINAL BLOCK 4P. HOUS. D100-125 OIL | 5
65322079 | ELECT.TERMINAL BLOCK 4P. MAMMUT+ BRIDGE | 5
65322080 | WIELAND SOCKET 3 P. WITH COVER | 4.36
65322082 | TUBE VIPLA/PLUG AIR EST .d7 INT.d | 13
65322084 | TUBE SILICONE/TR(60sh)D.4X7 | 10.28
65322085 | TUBE SILICONE 5X8 COD. 1403538 | 6.09
65322086 | ELECT.TERMINAL BLOCK ILME SOCKET 16 P. | 29.33
65322087 | ELECT.TERMINAL BLOCK ILME PLUG 16 P. | 23.55
65322088 | SUPPORT INC 2 LEVER 16 P. ILME CHI16 | 30.45
65322089 | SUPPORT MOB. 2 LEVER A. 16 P. P G21.VE IL | 32.48
65322090 | ELECT.TERMINAL BLOCK SERENA 1/5 1F GAS OIL 5 | 6.09
65322091 | ELECT.TERMINAL BLOCK COMPACT R 1F OIL 6 SWITCH | 7.71
65322092 | CLP. WIRING BASE AGK11 C/CONN.8 P. M C.L | 54.81
65322093 | CLP. WIRING BASE AGK11 C/CONN.8 P. F C.L | 54.81
65322094 | CABLE+WIELAND SOCKET 7P L330 | 12.18
65322095 | CABLE+WIELAND SOCKET 7P L510 | 14.21
65322096 | CABLE+WIELAND SOCKET 4P L330 | 10.15
65322097 | CABLE+WIELAND SOCKET 4P L480 | 10.15
65322098 | ELECT.TERMINAL BLOCK OMEGA ASSEMBLED 6 P. PLUG | 50.95
65322099 | CLP. WIRING GAS DRY COOKER . | 54.81
65322100 | CLP. WIRING AZUR 30 LOW OUTPUT COOKER ALPH | 52.78
65322101 | CLP. WIRING AZUR 30 DESC HEAD BOILER ALPHA | 52.78
65322102 | CLP. WIRING AZUR SERENA TERMOROBOT (BEM02 | 42.22
65322103 | CLP. WIRING BLU 500-700-1000-1200 PAB CE L | 365.4
65322104 | CLP. WIRING BLU 170-250 PAB MF2 (C4) ASEAN | 81.2
65322105 | CLP. WIRING PREMIX BURNER BOILER-COOKER | 101.5
65322106 | CLP. WIRING BLU 500/1400 PR/MD CE LGB.22 ( | 365.4
65322107 | CLP. WIRING MINOR BOILER-COOKER ALPHA C. | 43.65
65322108 | CLP. WIRING MINOR 1 LOW AUTPUT AGA | 45.68
65322109 | CLP. WIRING MAIOR P 15-25 CE LOA24 (85X67X | 60.9
65322110 | CLP. WIRING MAIOR P 45-60-80 AB HS CE LOA | 345.1
65322111 | CLP. WIRING STAR SUN 25-30 LOA.24 (1091 | 121.8
65322112 | CLP. WIRING MINOR 8-12-20-30 MAX 4-8-12 (L | 81.2
65322113 | CLP. WIRING MAIOR P 15 AB HS LOA 24 sq.Z | 74.1
65322114 | CLP. WIRING MINOR 1 OUZLDALE F. SELECT P81 | 45.68
65322115 | CLP. WIRING MINOR 20-30 (L+S) CE (LOA.24) | 60.9
65322116 | CLP. WIRING OILFLAM 50-80-120 CE (D) LOA.4 | 974.4
65322117 | CLP. WIRING OILFLAM 30 (D) 1F CE GF3 ECOMA | 842.45
65322123 | CLP. WIRING PREMIX BOILER 120 K WITH PWM | 111.65
65322124 | CABLE WIELAND ASSEMBLED 5 P. PLUG | 5.94
65322125 | CABLE WIELAND ASSEMBLED 5 P. SOCKET | 6.6
65322126 | TERMINAL ARNO 127 2X2,5 MMQ AZUR | 7.61
65322127 | ELECT.TERMINAL BLOCK ILME PLUG 10 P. CNM10 | 23.35
65322128 | ELECT.TERMINAL BLOCK ILME SOCKET 10 P. CNF10 | 19.69
65322130 | BLOCK 8P. FEMALE KOR 408/8F A | 2.5
65322131 | BLOCK 8P. MALE KOR 408/8M | 2
65322132 | BLOCK 12P. MALE | 1.82
65322133 | CABLE GLAND TYPE PG11 ART.163/M S11(Bette | 15.6
65322134 | SOCKET 169/MS PG11 | 7.29
65322135 | RUBBER FUNNEL EKZ DE 95-13O-5O NEOPRENE | 1.52
65322136 | CABLE GLAND TYPE CAR 106/PG 7 | 7.09
65322137 | LOCK NUT CAR 116/11 | 2
65322138 | CABLE GLAND BRAHMA FOR EG 6 | 7.2
65322139 | CABLE GLAND TYPE CAR 106/PG 11 | 1.12
65322140 | CABLE GLAND TYPE CAR 106/PG 13,5 | 1.12
65322141 | LOCK NUT CAR 116/13.5 | 2
65322142 | RUBBER FUNNEL EKZ DE 110-80-30 . | 7.2
65322143 | RUBBER FUNNEL EKZ DE 90-110-30 | 1.17
65322144 | RUBBER FUNNEL EKZ DE 110-150-30 | 7.8
65322145 | RUBBER FUNNEL EKZ DK 12-18-22-3 | 7.2
65322146 | RUBBER FUNNEL A MEMBRANE DG 36 | 7.2
65322147 | RUBBER FUNNEL A MEMBRANE DG 21 | 7.11
65322148 | RUBBER FUNNEL EKZ DE 150-130-60 13093 | 0.94
65322149 | STRAIGHTUNION GAINE INDUPLAS 16mm PG | 2.52
65322151 | REDUCTION SLEEVE PVC (art.2116N) PG21-PG17 | 9.74
65322152 | ANTIVIBRATION PART h.8mm D.20mm M6X12mm | 2.39
65322153 | RUBBER FUNNEL KB D4-11.5-14.5-3 | 0.61
65322155 | IGNITION ELECTRODE D8X100 d6,4 D1,65X80 | 11
65322156 | IGNITION ELECTRODE D8X45 d4 D1,65X33 | 12
65322157 | IONISATION PROBE D8X120 d6,4 D3X120 | 15.4
65322158 | IONISATION PROBE D8X120 d4 D2,6X80 Flange | 15.5
65322159 | IONISATION PROBE D8X100 d4/6,4 D3X90 | 11
65322160 | IGNITION ELECTRODE D8X100 d4 D1,65X31 | 11
65322162 | IONISATION PROBE D8X60 d4/6,4 D3X60 | 8.22
65322163 | SENSOR 8X60mm fit. D4 STRAIGHT+FLANGE | 7.82
65322164 | IGNITION ELECTRODE D8X60 d4 D1,65X8 Flange | 12.18
65322166 | IGNITION ELECTRODE D10X150 d6,4 D3X150 | 21.32
65322167 | ELECTRODE PROTECTION CAP D8 | 2
65322172 | MICROSWIT.CROUZET F83137.0 IW4 | 18.27
65322173 | MICROSWIT.CROUZET 83133002 IW2 LEVER 54E R | 37.56
65322178 | FUSE FUSIT T. 6,3 X 32 mm. 5A/250 V | 0.76
65322180 | FUSE ITALWEBER 5X20HF 5A 250V art.01 | 2.13
65322181 | FUSE CARRIER FUSIT FH-B528 | 8.63
65322182 | FUSE FUSIT T. 5X20 2A | 0.73
65322183 | FUSE CAF T. 5X20 T 3,15A CAF5203.15R | 0.82
65322184 | FUSE CARRIER 1-P ABB E931/32 | 14.21
65322186 | ECS-STAMPATO MODULATION PWM 12 V | 92.37
65322187 | CROSSPIECE GAS 2 FERIT.(Azur 40 HOUSING D 125) | 12.69
65322205 | ONE WAY SHUTTER/HEAVY OIL ART. FZVR10 3/8 | 91.35
65322216 | SOCKET RP1/2 | 2.31
65322222 | BI-THERMOSTAT IMIT TRZ ADJUSTMENT 30/70 -40/80^ C | 98
65322223 | THERMOSTAT CAP.L3000 0-90° SCREWDRIVER ADJUST | 26.39
65322227 | THERMOSTAT CAP.L=3000 0-120° HANDLE ADJUST | 23.35
65322232 | GROUP BLOCK HEAVY OIL 98 OILFLAM 30/20 | 415.64
65322233 | GROUP BLOCK HEAVY OIL OILFLAM 20-200 2F | 471.98
65322234 | GROUP COIL+CORE M&M/SPILLI 230-240/5 | 98.35
65322238 | COVER WITH FLAP AUTOMATIQUE/2F HOUSING D 1 | 355.25
65322239 | COVER WITH FLAP AUTOMATIQUE/2F SNORK. | 380.63
65322240 | COVER WITH FLAP AUTOMATIQUE/2F SNORK. | 390.78
65322241 | COVER CASING AIR SERENA 2-3 1F | 158.54
65322242 | COVER CASING AIR SNORKEL GRANDEE/SORRENTO | 60.39
65322244 | COVER CASING AIR SNORKEL MINOR 1 TRIANCO | 31.47
65322245 | COVER CASING AIR SNORKEL MINOR 4 AND MINOR | 28.93
65322246 | COVER 3 SECTEUR BLU 120 CE | 105.66
65322247 | COVER SNORKEL D.60 WITH ADJUSTMENT (BAA | 19.29
65322249 | COVER CASING AIR SNORKEL D.60 | 18.27
65322250 | CASING AIR 4134-4134 R (MA | 46.69
65322251 | CASING AIR SNORKEL MAX GAS 40 /// | 57.86
65322252 | CASING SILENCER MAX GAS 40 | 50.75
65322253 | CASING HOUS. D180 WITH FLAP AND JACK | 460.81
65322254 | CASING HOUS. D180 W. FLAP AND VOLANTINO | 158.64
65322267 | UNION CL MAIOR 15 AB HS . | 24.36
65322268 | UNION CL MINOR 20-30 MAIOR 15/25 1F+ | 13.2
65322269 | UNION CL MAIOR P 25 AB HS . | 45.68
65322270 | UNION CL MAIOR P 25 AB . | 35.53
65322271 | UNION CL MAIOR P 35 AB HS T.RECTANGULAR | 62.93
65322272 | UNION CL MAIOR P 35 AB+ 1F T.HEXAGONAL | 38.57
65322273 | UNION CL MAIOR P 35 AB+ 1F T.RECTANGULAR | 44.66
65322274 | UNION CL MAIOR P45-60 AB HS T.RECTANGULAR | 55.83
65322275 | UNION CL MAIOR P45-60 AB T.RECTANGULAR | 47.71
65322276 | UNION CL MAIOR P80-120AB HS T.RECTANGULAR | 60.9
65322277 | UNION CL MAIOR P80-120 AB T.RECTANGULAR | 47.71
65322278 | UNION CL MAIOR P150 AB HS T.RECTANGULAR | 47.71
65322279 | UNION CL MAIOR P200 AB HS T.RECTANGULAR | 64.96
65322280 | UNION CL MAIOR P200 AB T.RECTANGULAR | 40.6
65322281 | UNION CL MULTICALOR 70-100 . | 37.56
65322282 | GROUP CROSSPIECE HOUSING D100 MINOR 1 TC INSE | 35.53
65322283 | GROUP CROSSPIECE HOUS.d100 M.1 | 35.53
65322286 | GROUP CROSSPIECE HOUS.d100 INS. | 35.53
65322287 | GROUP CROSSPIECE HOUS.d100 INS. | 26.39
65322288 | GROUP CROSSPIECE HOUS.d100 INS. | 26.39
65322289 | GROUP CROSSPIECE HOUS.d100 MINOR 1 TL INSE | 27.41
65322292 | GROUP CROSSPIECE HOUSING D100 MINOR 1 R INSTA | 106.58
65322295 | GROUP CROSSPIECE HOUS.d125 MINOR 4 TRIANCO | 35.53
65322296 | GROUP CROSSPIECE HOUS.d125 MINOR 12 TC INS | 27.41
65322297 | GROUP CROSSPIECE HOUSING D125 MINOR 4 TL | 24.66
65322304 | GROUP CROSSPIECE HOUS.d180 MINOR 20 TC | 25.88
65322305 | GROUP CROSSPIECE HOUSING D180 MINOR 20 TL | 35.53
65322306 | GROUP CROSSPIECE HOUSING D180 MINOR 30 TC | 23.35
65322307 | GROUP CROSSPIECE HOUSING D180 MINOR 30 TL | 23.35
65322308 | GROUP CROSSPIECE ECOJET 3-5 R TC BASE Pre | 152.25
65322310 | GROUP BAFFLE PLATE FRONT+ BACK BLU 1200- | 138.62
65322311 | IGNITION ELECTRODE D8X45 d4 D1,65X28 55° (X2) | 13.2
65322312 | IGNITION ELECTRODE D8X45 d4 D1,65X30 20° R+L | 13.2
65322313 | IGNITION ELECTRODE D8X60 d4/6,4 D1,65X22 40° R+L | 13.2
65322314 | IGNITION ELECTRODE D8X100 d6,4 D1,65X35 60° R+L | 17.5
65322315 | IGNITION ELECTRODE D8X100 d6,4 D1,65X33 23° R+L | 11.17
65322316 | IGNITION ELECTRODE D8X100 d6,4 D1,65X35 90+30° R+L | 25.38
65322318 | ELECTRODE BLOCK 25X40 d4 D2X25 45° Kit | 17.26
65322319 | SET ELECTRODO ENCENDIDO BLV 500/1400 | 22
65322320 | IGNITION ELECTRODE D10X150 d6,4 D3X80 16° R+L | 27.91
65322322 | IGNITION ELECTRODE D8X100 d6,4 D1,65X37 80° R+L | 21.52
65322323 | IGNITION ELECTRODE D10X100 d6,4 D3X78 45° R+L | 19.29
65322324 | GROUP STICKER MINOR 20 ITALIANO/INGLE | 6.65
65322325 | GROUP FLANGE MOBILE ECOJET . | 60.19
65322327 | GROUP LEVER ADJUSTMENT AIR FLAP HOUSING D260 ver | 51.16
65322331 | OIL JACK HOUS. D. 180 | 89.62
65322332 | JACK AQUAMATIC . | 133.47
65322333 | OIL JACK HOUS. D. 260-28 | 96.93
65322335 | OIL JACK HOUS.160 (BAA1 | 88.31
65322336 | GROUP REDUCTION NIPPLE DISCHARGE HEAVY OIL OILFLAM 50-8 | 57.04
65322337 | AIR RECYCLING FUS D.100 | 23.35
65322338 | AIR RECYCLING HOUS.d100 WITH surpr.M.1 TRIANCO | 23.35
65322339 | AIR RECYCLING HOUS.D100 C/SURPR.+ALETTA RE | 18.27
65322340 | AIR RECYCLING HOUS.d100 WITH SURP. MINOR 1 300 | 20.3
65322342 | AIR RECYCLING HOUS.d100 (BFC08.112) WITH FLAP | 25.38
65322343 | GROUP AIR RECYCLING MINOR 4 W. FLAP | 15
65322344 | GROUP AIR RECYCLING HOUS.d125 W. FLAP | 33
65322345 | GROUP AIR RECYCLING HOUS.d125 W.O. FLAP | 32
65322346 | SET PLUG AIR HOUS.180-260-280-320-38 | 65.98
65322347 | GROUP HEATER OILFLAM 30 CON. R=3000 W | 812
65322348 | GROUP HEATER OILFLAM 500.1-600.1 230/ | 5227.25
65322349 | GROUP ADJUSTMENT AIR ECOJET 3-5 (bloc | 50.68
65322350 | GROUP OIL CONTROLLER MAIOR PR 45/30 | 461.83
65322351 | GROUP OIL CONTROLLER MAIOR PR 700.1 | 798.2
65322355 | CAM GAS CPL. | 187.78
65322356 | PREASSEMBLY CAM R-115 HOUSING D260 ver.20 | 228.38
65322357 | GROUP SECTEUR CAM+LEVER R115 F320 3000 | 885.18
65322358 | GROUP NEEDLE OILFLAM 20-30 1F TC . | 63.95
65322359 | GROUP NEEDLE OILFLAM 20-30 1F TL . | 63.95
65322360 | GROUP NEEDLE OILFLAM (30/400) 2F TC,(50-80- | 102.11
65322361 | GROUP NEEDLE OILFLAM 30-170-200-300-400 2F | 126.88
65322362 | GROUP NEEDLE OILFLAM 300-400 3F TL | 294.35
65322363 | GROUP NEEDLE OILFLAM 300-400 3F TC | 152.25
65322364 | GROUP CLAMP ELECTRODE HOLDER HOUSING D10 | 21
65322365 | GROUP TUBE PUMP /NOZZLE ROD MAIOR P 35 AB+1F TC ES | 47.81
65322366 | GROUP TUBE PUMP /NOZZLE ROD MAIOR P 35 HS TC RECTAN | 23.35
65322367 | GROUP TUBE PUMP /NOZZLE ROD MAIOR P 35 HS TL RECTAN | 24.36
65322368 | GROUP HEAD MINOR 1 TC HOUSING D 100 | 137.03
65322370 | GROUP HEAD MINOR 1.1 TC R HOUSING D 100 | 262.17
65322371 | GROUP HEAD MINOR 1.1 TL R HOUSING D 100 | 191.84
65322372 | GROUP HEAD MINOR 1 INSTANT ITALIA | 153.06
65322373 | GROUP HEAD MINOR 1 R INSTANT 25 | 237.21
65322374 | GROUP HEAD MINOR 1.1 TC HOUSING D 100 LASI | 170
65322376 | GROUP HEAD MINOR 4.1 TC HOUSING D 125 | 170
65322379 | GROUP HEAD MINOR 4.1 TC RISC. HOUS.d 12 | 228.38
65322380 | GROUP HEAD MINOR 4.1 TL RISC. HOUS.d 12 | 228.38
65322382 | GROUP HEAD MINOR 8.1 TC HOUS.d 125 | 170
65322384 | GROUP HEAD MINOR 8.1 TL HOUSING D 125 | 170
65322385 | GROUP HEAD MINOR 8.1 TC HEATER HOUSING D 12 | 228.38
65322387 | GROUP HEAD MINOR 12.1 TL HOUSING D 125 | 170
65322388 | GROUP HEAD MINOR 12.1 TC HOUSING D 125 | 170
65322389 | GROUP HEAD MINOR 12 TC HEATER HOUSING D 125 | 259.64
65322391 | GROUP HEAD MINOR 12.1 R TL HOUSING D 125 | 322.16
65322393 | GROUP HEAD MAIOR P10.1 ECO MINOR 12.1 | 166.97
65322394 | GROUP HEAD MINOR 20 TC HOUS.d 180 ITALI | 170
65322395 | GROUP HEAD MINOR 20 TL HOUSING D 180 ITALI | 170
65322396 | GROUP HEAD MINOR 20.1 TC HOUSING D 180 | 170
65322397 | GROUP HEAD MINOR 20.1 TL HOUSING D 180 | 170
65322398 | GROUP HEAD MINOR 30 R TC HOUS. D 180 | 170
65322399 | GROUP HEAD MINOR 30 TC ITALIA+EXPORT | 170
65322400 | GROUP HEAD MINOR 30.1 TC HOUS.d 180 | 170
65322401 | GROUP HEAD MINOR 30 TL ITALIA+EXPORT | 170
65322402 | GROUP HEAD MAIOR P 15 TC (MINOR 20 C/R | 172.55
65322403 | GROUP HEAD MAIOR P 15 TL (MINOR 20 C/R | 172.55
65322404 | GROUP HEAD MAIOR P 25 TC FUS D180 | 225
65322405 | GROUP HEAD MAIOR P 25 TL FUS D180 | 225
65322406 | GROUP HEAD MAIOR P 25 AB TC HOUSING D180 | 406
65322407 | GROUP HEAD MAIOR P 25 AB TL HOUSING D180 | 406
65322408 | GROUP HEAD MAIOR P 25 AB HS TC HOUSING D180 | 406
65322409 | GROUP HEAD MAIOR P 25 AB HS TL HOUSING D180 | 406
65322410 | GROUP HEAD MAIOR P 35 TL.R HOUS.d180 | 294.35
65322411 | GROUP HEAD MAIOR P 35 TC.R HOUS.d180 | 228.38
65322413 | GROUP HEAD MAIOR P 45 TL.R HOUSING D260 | 340.03
65322414 | GROUP HEAD MAIOR P 45 TC.R HOUS.d260 | 294.35
65322417 | GROUP HEAD MAIOR P 60-80TL.R HOUSING D260 | 340.03
65322418 | GROUP HEAD MAIOR P 60-80TC.R HOUS.d260 | 304.5
65322419 | GROUP HEAD MAIOR P120 TL.R HOUS.d260 | 304.5
65322420 | GROUP HEAD MAIOR P120 TC.R HOUS.d260 | 304.5
65322421 | GROUP HEAD MAIOR P150 TL.R HOUSING D280 | 304.5
65322422 | GROUP HEAD MAIOR P150 TC.R HOUSING D280 | 304.5
65322423 | GROUP HEAD MAIOR P200 TC.R HOUSING D280 | 304.5
65322424 | GROUP HEAD MAIOR P200 TL.R HOUSING D280 | 304.5
65322425 | GROUP HEAD MAIOR P 300.1 TL HOUSING D320 | 426.5
65322426 | GROUP HEAD AZUR 0 TC LPG FUS D 101 | 260
65322427 | GROUP HEAD AZUR 0 TL NATURAL GAS -LPG HOUSING D 100 | 260
65322428 | GROUP HEAD AZUR SS80 GAS FUS 100 | 376.87
65322429 | GROUP HEAD AZUR 0 TC NATURAL GAS .FUS D 100 (no | 260
65322430 | GROUP HEAD AZUR 30 TC GN LOW OUTPUT AG | 260
65322431 | GROUP HEAD AZUR 30 DESC HEAD BFT11.307 | 260
65322432 | GROUP HEAD AZUR COOKER STANLEY LPG | 275
65322433 | GROUP HEAD AZUR 40 TC NATURAL GAS . HOUSING D 125 | 260
65322434 | GROUP HEAD AZUR 40 TC LPG HOUSING D 125 | 260
65322435 | GROUP HEAD AZUR 40 TL NATURAL GAS - LPG | 260
65322436 | GROUP HEAD AZUR 60 TC HOUSING D 125 | 260
65322437 | GROUP HEAD AZUR 60 TL HOUS. D 125 | 260
65322439 | GROUP HEAD AZUR 80-BLU 120 TC NATURAL GAS FUS | 260
65322440 | GROUP HEAD AZUR 80-BLU 120 TC LPG HOUSING | 260
65322441 | GROUP HEAD AZUR 80-BLU 120 TL NATURAL GAS FUS | 260
65322442 | GROUP HEAD AZUR 80-BLU 120 TL LPG HOUSING | 260
65322443 | GROUP HEAD BLU 170 TC NATURAL GAS HOUSING D 180 | 365
65322444 | GROUP HEAD BLU 170 TC LPG HOUSING D 180 | 365
65322445 | GROUP HEAD BLU 250 TC NATURAL GAS HOUSING D 180 | 365
65322446 | GROUP HEAD BLU 250 TC LPG HOUSING D 180 | 365
65322448 | GROUP HEAD BLU 350 TC HOUS.d 180 TES | 299.43
65322450 | GROUP HEAD BLU 350 TL CE HOUSING D 180 TES | 345.1
65322451 | GROUP HEAD BLU 350 TC COMBAT F.180 | 406
65322452 | GROUP HEAD BLU/MODULAIR 500 NATURAL GAS TC CE | 497.35
65322453 | GROUP HEAD BLU/MODULAIR 500 NATURAL GAS TL CE | 414.12
65322454 | GROUP HEAD BLU/MODULAIR 500 LPG TC CE | 497.35
65322455 | GROUP HEAD BLU/MODULAIR 500 LPG TL CE | 497.35
65322456 | GROUP HEAD BLU 350 TL CE '98 ADJUST | 436.45
65322457 | GROUP HEAD BLU-MODULAIR 700 NATURAL GAS TL EXPORT | 497.35
65322458 | GROUP HEAD BLU-MOD. 700 NATURAL GAS -LPG.TL EXPORT | 497.35
65322459 | GROUP HEAD BLU-MOD. 700 NATURAL GAS -LPG.TC EXPORT | 497.35
65322460 | GROUP HEAD BLU/MODULAIR 500 NATURAL GAS+LPG TC | 497.35
65322461 | GROUP HEAD BLU/MODULAIR 500 LPG TL EST | 497.35
65322462 | GROUP HEAD BLU 1000 TC GN EXPORT | 490
65322463 | GROUP HEAD BLU 700 1000 NATURAL GAS TC CE | 517.65
65322464 | GROUP HEAD BLU 700 1000 NATURAL GAS TL CE | 517.65
65322465 | GROUP HEAD BLU/MODULAIR 700 1000 LPG T | 497.35
65322466 | GROUP HEAD BLU/MODULAIR 700 1000 LPG T | 497.35
65322467 | GROUP HEAD BLU 1600-MODULAIR P120 TL F | 603.11
65322468 | GROUP HEAD BLU 1400 TL FIXE LPG HOUSING D | 568.4
65322469 | GROUP HEAD BLU/MODULAIR 1200 1400 NATURAL GAS | 609
65322470 | GROUP HEAD BLU/MODULAIR 1200 1400 NATURAL GAS | 609
65322471 | GROUP HEAD BLU/MODULAIR 1200 1400 LPG | 578.55
65322472 | GROUP HEAD BLU/MODULAIR 1700 -2000 TC | 1167.25
65322473 | GROUP HEAD BLU/MODULAIR 1700 2000 TL F | 1720
65322474 | GROUP HEAD BLU 3000-MODULAIR P300 TC F | 1167.25
65322475 | GROUP HEAD BLU 3000-MODULAIR P300 TL F | 1167.25
65322476 | GROUP HEAD BLU 1700.1-2000.1 TL F.D | 940
65322477 | GROUP HEAD BLU 170.2/250.2 TC AUSLI | 406
65322478 | GROUP HEAD BLU 350.2 TC AUSLI | 421.23
65322479 | GROUP HEAD OILFLAM 30 2F TC HOUSING D180 | 862.75
65322480 | GROUP HEAD OILFLAM 30 2F TC INDEA HOUSING | 903.35
65322481 | GROUP HEAD OILFLAM 30 2F TL HOUS.180 | 903.35
65322483 | GROUP HEAD OILFLAM 20.1-30.1 TC HOUSING 1 | 862.75
65322484 | GROUP HEAD OILFLAM 20.1-30.1 TL HOUSING 1 | 862.75
65322485 | GROUP HEAD OILFLAM 170 2F TC HOUSING D280 | 975.62
65322486 | GROUP HEAD OILFLAM/IDROF.200 2F TC HOUSING | 974.4
65322487 | GROUP HEAD OILFLAM 170.1-200.1 2F TC F | 1233.23
65322488 | GROUP HEAD OILFLAM 170.1-200.1 2F TL F | 1233.23
65322489 | GROUP HEAD OILFLAM/IDROF.170 200 2F TL | 974.4
65322490 | GROUP HEAD OILFLAM/IDROF.300 2F TC HOUSING | 994.7
65322491 | GROUP HEAD OILFLAM 500.1-600.1 TC HOUSING | 1618.93
65322492 | GROUP HEAD OILFLAM/IDROF.400 3F TL HOUSING | 994.7
65322493 | GROUP HEAD OILFLAM 500.1 TL HOUSING D380 | 1618.93
65322494 | GROUP HEAD OILFLAM 400.1 TL HOUSING D320 | 1618.93
65322495 | GROUP HEAD OILFLAM 50.1-80.1-120.1 TC | 913.5
65322496 | GROUP HEAD OILFLAM 50.1-80.1-120.1 TL | 913.5
65322497 | GROUP HEAD OILFLAM D 50.1/120.1 TL S/D | 1136.8
65322498 | GROUP HEAD OILFLAM 1000-1200.1 PR TC | 4690.62
65322499 | GROUP HEAD OILFLAM 700.1 PR TC InDa | 4253.15
65322500 | GROUP HEAD DUAL 2 TC HOUSING D 125 | 341.75
65322502 | GROUP HEAD MULTICALOR 70/100 TC HOUSING D | 685.13
65322503 | GROUP HEAD MULTICALOR 70/100 TL HOUS.d | 558.25
65322504 | GROUP HEAD MULTICALOR 140 TL HOUSING D 260 | 861.74
65322505 | GROUP HEAD MULTICALOR 170.1-200.1 TC C | 1327.62
65322506 | GROUP HEAD MULTICALOR 400 3F TC HOUSING D320 | 1541.79
65322507 | GROUP HEAD MULTICALOR 400.1 PR/AB TC | 1677.8
65322509 | GROUP HEAD AZUR 60 TC POLICO MB.-SER.5 | 260
65322510 | GROUP HEAD AZUR 40 TC POLICO MB.-SER.4 | 260
65322511 | GROUP HEAD BLU 120 TC POLICO OMB.OMOLOG | 260
65322512 | GROUP HEAD AZUR 60 TL POLICO MB. OMOLO | 260
65322513 | GROUP HEAD BLU 120 TL POLICO MB. OMOLO | 260
65322514 | GROUP HEAD BLU 250 TL POLICO MB. OMOLO | 456.75
65322515 | GROUP HEAD BLU 170 TL POLICO MB. OMOLO | 502.43
65322516 | GROUP HEAD AZUR 0/30 TC POLES COMB. OMO | 260
65322517 | GROUP HEAD AZUR 0/30 TL POLES COMB. OMO | 260
65322518 | GROUP HEAD BLU 170 TC Vers. 98 CE GN G | 365
65322519 | GROUP HEAD BLU 250 TC Vers. 98 CE GN G | 365
65322520 | GROUP HEAD BLU 170 TL Vers. 98 CE GN G | 307.55
65322521 | GROUP HEAD BLU 250 TL Vers. 98 CE GN G | 303
65322522 | GROUP HEAD BLU 250 TC Vers. 98 CE LPG | 365
65322524 | GROUP HEAD BLU 250 TL Vers. 98 CE LPG | 303
65322525 | GROUP HEAD BLU 250 TL ECOMAX Vers. 98 | 284.2
65322526 | GROUP HEAD BLU170 TL ECOMAX Vers.98LPG | 307.55
65322528 | GROUP HEAD MULTIFLAM 300.1 TL PR/PR // | 5982.31
65322529 | SET HEAD HEAVY OIL MULTIFLAM 600.1 TC | 4657.73
65322530 | GROUP HEAD AGA TWIN COOKER mod. 460-48 | 229.8
65322531 | GROUP HEAD AGA TWIN BOILER mod. 480-49 | 229.8
65322532 | GROUP HEAD AGA TWIN COOKER 72mm 880-81 | 229.8
65322533 | GROUP HEAD/BURNER SER.1-2 1F OIL | 171.84
65322534 | GROUP HEAD MINOR SERENA TOP HOUSING D 100 | 170
65322535 | GROUP COMB. HEAD/BURNER SER.3 1F OIL | 155.7
65322536 | GROUP COMB. HEAD/BURNER SER.4 1F OIL+ M | 173.67
65322537 | GROUP COMB. HEAD/BURNER SER.3-4 2F OIL V | 228.38
65322538 | GROUP COMB. HEAD/BURNER AZZURRA/INSTANT OIL | 152.05
65322539 | GROUP COMB. HEAD/BURNER SER.1-2 NATURAL GAS 1F-2F | 225
65322540 | GROUP HEAD/BURNER SER.3 LPG 1F-2F | 228.38
65322541 | GROUP HEAD/BURNER AZZ.-INSTANT NATURAL GAS 1-2 | 229.8
65322543 | GROUP HEAD/BURNER SER. 2-3 NATURAL GAS 1F-2 | 229.8
65322544 | GROUP HEAD XBURNER AZZ/INST CE 1-2 F MET | 228.38
65322545 | GROUP HEAD AZUR SERENA 2/3 1-2 F MET-G | 275
65322547 | GROUP HEAD AZUR SERENA TERMOROBOT | 275
65322548 | GROUP HEAD BLU 500.1 TL LPG (BAA02 | 487.2
65322549 | GROUP HEAD BLU 700.1 TL LPG (BAA02 | 385.7
65322550 | GROUP HEAD BLU 1400.1 TL NATURAL GAS (BAA02 | 406
65322552 | GROUP HEAD BLU 3000.1 TC NATURAL GAS F.D | 1116.5
65322553 | GROUP HEAD BLU 3000.1 TL NATURAL GAS F.D | 1167.25
65322554 | GROUP HEAD MAX 4 TC | 131.95
65322555 | GROUP HEAD MAX 4 TL | 170
65322556 | GROUP HEAD MAX 8 TC | 170
65322557 | GROUP HEAD MAX 8 TL | 170
65322558 | GROUP HEAD MAX 12 TC | 167.48
65322559 | GROUP HEAD MAX 12 TL | 167.48
65322560 | GROUP HEAD MAX 4 R TL SUNAMBIANCE 22c- | 197.93
65322561 | GROUP HEAD STAR 4000 PACK/UNIT | 174.68
65322562 | COMBUSTION HEAD MAX 4 EUROSTAR PREMIER 50/90 | 130.33
65322563 | GROUP HEAD MAX 4 TRIANCO 100/125 - 110 | 170
65322564 | SET FLAME TUBE TYPE 2 MAX 1 GAH (BFB0 | 147.99
65322565 | GROUP HEAD MAX 15 TC BM2 WITH FLAME TUBE | 203
65322566 | GROUP HEAD MAX 15/MAX 15 AB TC | 203
65322567 | GROUP HEAD MAX 20 TC | 195
65322568 | GROUP HEAD MAX 20 TL | 195
65322569 | GROUP HEAD MAX 25 AB TC | 253.75
65322570 | GROUP HEAD MAX 25 AB TL | 253.75
65322572 | GROUP HEAD MAX GAS 40-120 L.NOX NATURAL GAS | 215
65322573 | GROUP HEAD MAX GAS 170-250 Low-NOX NATURAL GAS | 147.18
65322574 | GROUP HEAD MINOR 1 40/60 INS.BRASS | 170
65322575 | GROUP HEAD MINOR 1 SS2/SS 90 INS.OTTON | 170
65322576 | GROUP HEAD MINOR 4 100/140 | 170
65322577 | GROUP HEAD MINOR 1 BOILER 2 STAGE STAN | 170
65322578 | GROUP HEAD MINOR 60/80/95-BH INS.OTTON | 170
65322579 | GROUP HEAD MINOR 1 AGA HEATER INS.OTTON | 250.3
65322580 | GROUP HEAD MINOR 1.1 300 50/80 INS.OTT | 170
65322581 | GROUP HEAD MINOR 1 BOILER STANLEY INS. | 170
65322583 | GROUP BUTTERFLY VALVE AB HOUSING D260 2 | 146.67
65322584 | GROUP BUTTERFLY VALVE AB HOUSING D260 1 | 23.35
65322585 | GROUP VETRINO AGA TWIN HEAD | 4.19
65322586 | PACKAGING BAG NYLON cm 10X15 sp.0,6 mm | 0.43
65322587 | PACKAGING BAG NYLON cm 20X30 sp.0,1 mm | 0.59
65322588 | PACKAGING BAG HD Sp.12 MY 600X700mm C/R MAX | 0.52
65322589 | PACKAGING REF. 48 282X270X304 solo simbologia | 3.19
65322590 | PACKAGING REF.47 ACCESSOIRE MINOR 275X140X65 | 1.28
65322591 | PACKAGING REF. 4 830X605X470 | 17.138
65322592 | PACKAGING REF. 8 725X565X385 NEUTRE | 12.18
65322593 | PACKAGING REF. 23 350X250X200 ACCESSOIRE | 4.52
65322594 | PACKAGING REF. 30 395X345X342 solo simbologia | 4.47
65322595 | PACKAGING REF.126 400X450X340 SOLO SIMBOLOGIA | 5.99
65322596 | PACKAGING REF.161 350X455Xh350 SOLO SIMBOLOGIA | 4.87
65322597 | PACKAGING REF. 68 455X405X395 BLU 120N-AZUR 80 | 8.73
65322599 | PACKAGING REF. 56 345X320X330 BROWN solo sim | 3.76
65322600 | PACKAGING REF. 51 700X500X560 BLU 170-250 PAB | 26.39
65322601 | PACKAGING REF. 51/1 620X550X485 BLU 170-250 PA | 10.91
65322602 | PACKAGING REF. 51/3 550X515X485 Neutro | 13.76
65322603 | PACKAGING INTERNAL REF.120 1145X540/PACKAGING REF. | 4.03
65322604 | PACKAGING INTERNAL REF.121 858X520/PACKAGING REF. 5 | 3.15
65322605 | PACKAGING REF. 60 505X505X415 MAIOR P25-35 st. | 9.03
65322607 | PACKAGING INTERNAL REF.122 1529X740/PACKAGING REF. | 4.82
65322608 | PACKAGING INTERNAL REF.123 1049X740/PACKAGING REF. | 4.42
65322609 | PACKAGING REF. 71 1045X755X565 HOUS.d 260 TL So | 68.51
65322610 | PACKAGING MULTIPLO GRAN.(Art.002M - AA1350 119 | 75.92
65322611 | PACKAGING REF. 77 805X605X605 BLU 350P-PAB ECO | 20.5
65322612 | PACKAGING LAS REF. 76 260X150 | 0.73
65322613 | PACKAGING INTERNAL REF.124 590X1329/PACKAGING REF. | 4.97
65322614 | PACKAGING REF.108 1135X765X715 BLU 700-1000 EC | 49.74
65322615 | PACKAGING LAS CARTON mm.480X580 | 3.28
65322617 | SWIRLER D36X1200 SPIRAL | 19.8
65322624 | FLANGE MB403 RP1/2" W.PRES.PLUG | 25.38
65322625 | FLANGE ELBOW 90° RP1/2" | 13.09
65322626 | MOTOR PLATE SIMEL 50/75W | 5.38
65322627 | MOTOR PLATE AEG N3 | 11.82
65322628 | FLANGE MB405/407 RP3/4" W.PRES.PLUG | 45.68
65322629 | FLANGE MB405/407 RP3/4" | 22.33
65322630 | FLANGE RP1" W.TEST POINT ART.171720 | 55.62
65322631 | FLANGE RP1" WO.TEST POINT ART.134930 | 30.45
65322632 | FLANGE MB412 RP1"1/4 W.PRES.PLUG | 34.51
65322633 | FLANGE MB412 RP1"1/4 | 25.38
65322634 | FLANGE AGF10.50 | 73.08
65322635 | FLANGE D.145mm/MOTOR SIMEL M. XD 42/ | 21.62
65322636 | MOTOR PLATE SIMEL 1100W | 55.52
65322637 | FLANGE MB415/420 RP1"1/2 W.PRES.PLUG | 38.57
65322638 | FLANGE MB420 RP1"1/2 | 33.29
65322640 | FLANGE MB420 RP2" | 33.5
65322641 | SET FLANGE IMPULSION/MB-VEF 407 DUNGS a | 177.63
65322642 | SET FLANGE IMPULSION/MB-VEF 412 DUNGS a | 167.48
65322643 | SET FLANGE IMPULSION/MB-VEF 415 DUNGS a | 228.38
65322644 | SET FLANGE IMPULSION/MB-VEF 420 DUNGS a | 203
65322696 | KEYS HEXAG.DE 3MM A L 23X127 BRUG. | 1.22
65322697 | KEYS HEXAG. D4 A L 27X73 BRUG. | 1.22
65322698 | KEYS HEXAG. OF 5 mm. A L ..X.. BRUGOLA | 1.22
65322699 | HOLDER PRESSURE SWITCH IN PVC | 3.23
65322773 | MOTOR 0,25 KW 220V | 153.27
65322774 | MOTOR 0,37KW220V D12,7 M41/3007-54 G | 456.75
65322775 | MOTOR 0,37KW220V M41/3007-54 GMP | 456.75
65322778 | MOTOR 0,25KW240V D12,7 1/2197 VENT F0 | 177.63
65322779 | MOTOR 0,25KW220V D12,7 CD1/2197 | 192.85
65322780 | MOTOR 0,25KW220V D12,7 CD41/2197-3 | 162.4
65322781 | MOTOR 0,25KW110V D12,7 CD41/2197-32 | 210.11
65322782 | MOTOR 0,075KW220V D12,7 CD42/2069-32 | 153.27
65322783 | MOTOR 0,2KW220V D12,7 CD41/2040-32 | 177.63
65322784 | MOTOR 0,075KW240V D12,7 M44/2069-32 | 128.91
65322785 | MOTOR 0,075KW110V D12,7 M44/2069-32 | 149.21
65322788 | MOTOR 0,2KW220V D12,7 M41/2040-32 T | 177.63
65322789 | MOTOR 0,2KW220V D12,7 CD 11/2040-54 | 162.4
65322792 | MOTOR 0,1KW240V D12,7 M43/2005-32XD | 128.91
65322795 | MOTOR 0,05KW220V D12,7M41/2068-32 | 121.8
65322796 | MOTOR 0,1KW220V D12,7 M41/2005-32 T | 128.91
65322798 | MOTOR 0,37KW220V D12,7 CD 3007 N2 | 304.5
65322800 | MOTOR 1,5KW220/380V D24 60H T1/6-54 | 446.6
65322801 | MOTOR 1,5KW230/400V D24 IE2 | 365.4
65322802 | MOTOR 1,1KW230/400V D19 T1/155-54 | 431.38
65322804 | MOTOR 0,55KW230/400V D12,7 415/50 T | 274.05
65322805 | MOTOR 1,1KW220/380V D19 60H T6/3038 | 446.6
65322807 | MOTOR 0,37KW220V D12,7 31/3007 VENT | 276.08
65322808 | MOTOR 0,74KW380/415V D19 T31/3030-54 | 268.98
65322809 | MOTOR 0,74KW220/380V D19 60H/3030-54 | 360.33
65322810 | MOTOR 0,37KW230V D12,7 M31/3007-54 | 263.9
65322812 | MOTOR 0,37KW230V D12,7 M38/3007- | 223.3
65322813 | MOTOR 0,37KW110V D12,7 M38/3007-32 | 346.22
65322815 | MOTOR 0,37KW220V D12,7 M31/3007-32 | 304.5
65322817 | MOTOR 0,05KW240V D12,7 M44/2066-32 F0 | 137.03
65322820 | MOTOR 4KW230/400V D28B5 | 524
65322823 | MOTOR 0,075KW220V D12,7 60H/2069 VENTN3 | 153.27
65322824 | MOTOR 0,075KW220V D12,7 M41/2069-32 T | 126.88
65322825 | MOTOR 0,13KW230V D12,7 M41/2042-32 | 157.33
65322827 | MOTOR 0,15KW220V D12,7 2042 VENTN3 | 157.33
65322828 | MOTOR 0,15KW220V D12,7 M41/2042 VENTN3 | 157.33
65322829 | MOTOR 0,15KW220V D12,7 CD42/2042-32 F0 | 157.33
65322830 | MOTOR 0,15KW220V D12,7 CS M41/2042-32 | 157.33
65322831 | MOTOR 3KW230/400V D28 IE2 | 447.51
65322832 | MOTOR 0,74KW380/415V D19 T41/3030 | 487.2
65322834 | MOTOR 0,74KW380/415V D19 T6/3030 | 268.98
65322835 | MOTOR 0,74KW230/400V D19 T31/3030 | 327.24
65322836 | MOTOR 0,55KW230/400V D12,7 T41/3011 | 466.9
65322838 | MOTOR 0,37KW380/415V D12,7 T31/3012-54 | 324.8
65322839 | MOTOR 0,25KW240/415V D12,7 T31/23-32 | 223.3
65322840 | MOTOR 0,74KW220/380V D19 60H T6/3030 | 304.5
65322845 | MOTOR 0,55KW220V D12,7 M31/3017 | 355.25
65322846 | MOTOR 0,55KW230V D12,7 M31/3017 | 304.5
65322847 | MOTOR 0,55KW230/400V D19 415/50 T | 218.23
65322848 | MOTOR 0,55KW230/400V D12,7 T42/3011-54 | 289.28
65322849 | MOTOR 0,55KW230/400V D19 T31/3011-54 | 314.65
65322851 | MOTOR 0,55KW230/400V D12,7 T31/3011-54 | 274.05
65322853 | MOTOR 0,55KW230/400V D12,7 T13/3011 | 241.57
65322860 | MOTOR | 187.78
65322861 | MOTOR 0,3KW110V D12,7 M31/105 | 304.5
65322862 | MOTOR 0,3KW110V D12,7 M31/105 | 263.9
65322863 | MOTOR 0,3KW220V D12,7 M31/105 | 223.3
65322865 | MOTOR 0,075KW230V D12,7 F125 Gas | 128.91
65322867 | MOTOR 0,075KW230V D12,7 F120 Oil | 126.88
65322868 | MOTOR 0,075KW230V D12,7 F120/R Oil | 126.88
65322870 | MOTOR 0,09KW230V D12,7 SEALED F0 | 124.85
65322872 | MOTOR 0,13KW230V D12,7 N3 | 128.91
65322873 | MOTOR 0,13KW230V D12,7 F0 | 128.91
65322874 | MOTOR 0,1KW230V D12,7 F0 | 119.77
65322875 | MOTOR 0,2KW230V D12,7 B3/2 | 137.03
65322876 | MOTOR 0,2KW230V D12,7 F0 | 148.19
65322878 | MOTOR 0,25KW230V D12,7 B3/2 | 150.22
65322879 | MOTOR 0,25KW230V D12,7 F0 | 147.18
65322880 | MOTOR 0,3KW230V D12,7 B3/2 | 160.37
65322881 | MOTOR 0,07KW240V D12,7 ZD 45A/2067 F0 | 128.91
65322882 | MOTOR 0,05KW240V D12,7 M44/2068 2RS | 157.33
65322883 | MOTOR 0,07KW240V D12,7 M42/2070-32XD F | 128.91
65322884 | ACTUATOR LK 230 2S M | 847.42
65322885 | ACTUATOR LKS 210 P4 | 848.03
65322886 | ACTUATOR SQN 31 4,5S | 336
65322887 | ACTUATOR SQN 30.111 A2700 | 373.52
65322888 | ACTUATOR SQN 30.111 A1 4,5S | 406
65322889 | ACTUATOR SQM 10.16502 | 574
65322891 | ACTUATOR SQN 31.401 A2 30S | 406
65322892 | ACTUATOR SQN 30.401 A2 30S | 400
65322893 | ACTUATOR SQN 30.402 A1 30S | 487.2
65322894 | COVER MAGGIORATO AGA-32 FOR SQN30-SQ | 74.6
65322895 | ACTUATOR SQN 31.251 A2700 12S | 284.2
65322896 | ACTUATOR SQN 30.251 A2700 12S | 260.86
65322897 | ACTUATOR SQN 30.151 A2 4,5S | 260.86
65322898 | ACTUATOR SQN 70.224 A20 4S | 234.47
65322899 | ACTUATOR SQN 70.244 A20 4,5S | 234.47
65322900 | ACTUATOR SQN 70.424 A20 12S | 234.47
65322901 | ACTUATOR SQM 50.381 A2 15S | 980
65322902 | ACTUATOR SQM 50.481 A2 | 800.33
65322903 | ACTUATOR SQN 30.121 A2700 | 400
65322908 | ACTUATOR UGV MT.4001 B1042 | 320.74
65322911 | ACTUATOR LKS 118.03 5S 90° | 167.58
65322913 | ACTUATOR SQM 45.295 A9 3NM | 788.5
65322914 | ACTUATOR SQM 48.497 A9 20NM | 2075
65322915 | CABLE ACTUATOR SQM 45-SQM48 | 40.4
65322916 | ACTUATOR GLB 336.2E 250N | 372.81
65322918 | COUPLING PUMP/MOTOR MAIOR P35-45 | 11
65322920 | COUPLING D18/14,7/11X22 PUMP/MOTOR | 3.3
65322921 | COUPLING D13/7,5 SIMEL MOTOR | 3.25
65322922 | COUPLING D13/10,2 SIMEL MOTOR | 2.49
65322924 | COUPLING D18/14,7/11X22 PUMP/MOTOR | 3.3
65322941 | TUBE PUMP /NOZZLE ROD D 6 X 1 ZINGUE | 73.08
65322942 | TUBE PUMP /NOZZLE ROD D 4 X 1 ZINGUE | 125.25
65322943 | SLEEVE SGI D.6 | 3.38
65322944 | SLEEVE SGI D.5 | 2.96
65322945 | SLEEVE SGI D.7 | 3.98
65322946 | SLEEVE SGI D.8 | 4.18
65322947 | SLEEVE SGI D.10 | 7.11
65322948 | SLEEVE SGI D.12 | 8.12
65322950 | OIL PUMP AJ6 CC 10004P | 166.46
65322951 | OIL PUMP J7 CCC 1001 4P | 314.65
65322952 | OIL PUMP E7 NC 1069P HT | 452
65322953 | OIL PUMP AN 77 A 72552P | 147.18
65322954 | OIL PUMP E4 NC 10695 HT | 308.36
65322955 | OIL PUMP E6 NC 1069P HT | 447
65322956 | OIL PUMP D 67 A 72763P+Flange | 163.42
65322958 | OIL PUMP D 67 C 72843P+Flange | 175
65322959 | OIL PUMP D 57 A 73543P | 161.89
65322960 | OIL PUMP AS 67 B 74493P0500 | 150
65322961 | OIL PUMP AS 67 74633P0500 | 150
65322963 | WATER PUMP T.ARK 9.09 DX | 2107.95
65322965 | OIL PUMP RSA 125 L 3400 | 370.48
65322967 | OIL PUMP BFP 11 R3 071N0143 Monotube | 111.65
65322968 | OIL PUMP BFP 11 R3 071N0145 | 101.5
65322969 | OIL PUMP BFP 11 L3 071N0213 Monotube | 101.5
65322970 | OIL PUMP BFP 21 R3 071N0231 | 101.5
65322972 | OIL PUMP BFP 21 L3 L1 071N0193 | 101.5
65322973 | OIL PUMP BFP 10 R3R1 071N0288 Monotube | 128
65322974 | LIMITER OF RANGE FOR AGA TWIN BURNE | 13.91
65322987 | OIL PUMP VMK1R L2 1/4"L F84 | 192.85
65322989 | OIL PUMP DELTA TYPE VU1 ART.3700100 | 181.6
65322990 | OIL PUMP VM1R L2 1/4"2P L F84 | 101.5
65322991 | OIL PUMP TA 2C 40105 | 1350
65322992 | OIL PUMP TA 3C 40107 | 1300
65322993 | OIL PUMP TA 5C 30107 | 1530
65322994 | OIL PUMP TA 4C 4010 7 | 1435
65322995 | SOLEN. VALVE SUN TV40011 | 566.88
65322996 | OIL PUMP T 2C 105 | 1460
65322997 | OIL PUMP T 3C 107 | 1480
65322998 | OIL PUMP T 5C 105 | 1970
65322999 | OIL PUMP BFP 52 L5 071N2202 | 243.19
65323001 | PUMP MEASURER A125N-17/B41 W/BASE DX | 2086.13
65323008 | HEATER FPHB 5 DANFOSS 030N1218 30-60^C | 126.37
65323009 | HEATER FPHB 3 DANFOSS 030N2504 | 77.95
65323011 | COVER WITH SCREW COD. 0.904.331/PRESS. | 2.03
65323012 | AIR PRESS.SWITCH SIT 380.071 | 31.47
65323013 | AIR PRESS.SWITCH SIT 380.037 | 31.47
65323014 | AIR PRESS.SWITCH GW 3 A5 0,4-3MB | 55.83
65323018 | GAS PRESS.SWITCH GW 150 A4 30-150MB | 63
65323019 | GAS PRESS.SWITCH GW 50 A5 5-50MB | 70
65323020 | GAS PRESS.SWITCH GW 50 A6 5-50MB | 70
65323022 | GAS PRESS.SWITCH GW 150 A6 10-150MB | 58
65323023 | GAS PRESS.SWITCH GW 150 A5 10-150MB | 53.8
65323024 | GAS PRESS.SWITCH GW 3 A6 0,7-3MB | 77
65323026 | AIR PRESS.SWITCH LGW 3 A1 0,4-3MB | 44
65323027 | AIR PRESS.SWITCH LGW 10 A3 1-10MB | 59
65323028 | AIR PRESS.SWITCH LGW 50 A1 2,5-50MB | 47
65323030 | AIR PRESS.SWITCH LGW 50 A2 2,5-50MB | 121.8
65323032 | AIR PRESS.SWITCH LGW 150 A4 30-150MB | 110
65323033 | AIR PRESS.SWITCH LGW 10 A4 1-10MB | 77
65323034 | GAS PRESS.SWITCH UB 50 A4 2,5-50MB | 120
65323035 | GAS PRESS.SWITCH UB 150 A4 30-150MB | 139
65323037 | AIR PRESS.SWITCH LGW 3 A2 0,4-3MB | 85
65323039 | AIR PRESS.SWITCH LGW 3 A4 0,4-3MB | 105
65323040 | AIR PRESS.SWITCH DG 6 B 0,8-6MB | 52.27
65323042 | AIR PRESS.SWITCH DG 6 U 0,5-6MB | 72.07
65323043 | AIR PRESS.SWITCH DL 5 E-1 0,4-5MB | 44.66
65323047 | AIR PRESS.SWITCH LGW 10 A2P 1-10MB | 62.8
65323048 | GAS PRESS.SWITCH C6097 A2200 5-40MB | 172.55
65323052 | PLUG OF PRESSURE RP1/4 | 3.8
65323053 | PLUG OF PRESSURE RP1/8 | 9.14
65323054 | FLOAT C R F OF ABORETTI AQUAMATIC | 20.3
65323055 | LEVEL SENSOR Art.241602 TYPE .165 | 89.32
65323057 | SELECTOR BIPOLAR I-II 8226272086 | 3.86
65323060 | SIGN. PLATE/INTERR. BRETER 2-0-1 (p22922 | 1.62
65323061 | UNIPOLAR SWITCH I-II 811607208 6 | 1.75
65323063 | FUEL SELECTOR SWITCH 0-1-2-3 GIOVENZANA a.C01600 | 83.43
65323064 | INTER.BIPOLAR GREEN (1-0)cod.40100I1509 | 6.19
65323065 | SELECTOR UNIPOLAR coD.360000001 Comelu | 10.15
65323066 | SWITCH BLACK REF.03600I014 Com | 1.68
65323067 | CONMUTADOR | 23.55
65323069 | RESISTOR 8X60 W100 220 volt INOX FOR PRERI | 23.24
65323070 | RESISTOR 8X60 W100 240 volt inoX | 1.2
65323071 | RESISTOR 8X60 W100 230V INOX | 22.9
65323072 | RESISTOR D 12X58 W50 CABLE L1800 | 54.4
65323073 | RESISTOR A SPIRALE 450W 230V RLXS002045-30 | 428
65323077 | MICROAMPEREMETER NIMEX 0-50 microA art. | 55.83
65323078 | RESISTOR 3X600 (A=3X250-B=3X350 )1800 W. 2 | 430.8
65323079 | RESISTOR 3X1000(A=3X450-B=3X550 )3000 W. 2 | 480
65323080 | RESISTOR 3X1000(A=3X450-B=3X550 )3000 W. 2 | 487.2
65323081 | RESISTOR 3X1550(A=3X750-B=3X800 )4650 W. 2 | 425
65323082 | RESISTOR 3X1550(A=3X750-B=3X800 )4650 W. 2 | 524
65323083 | RESISTOR 3X2350(A=3X1000-B=3X1350)7050 W. | 670
65323084 | RESISTOR 3X2350(A=3X1000-B=3X1350)7050 W. | 670
65323085 | RESISTOR 3X3000(A=3X1350-B=3X1650)9000W | 670
65323087 | RESISTOR 3X3500(A=3X1500-B=3X2000)10500 W. | 680.05
65323088 | RESISTOR 18 KW | 1470
65323089 | RESISTOR 21 KW | 1675
65323090 | RESISTOR 24 KW | 1847.3
65323091 | RESISTOR 30 KW | 2740.5
65323092 | RESISTOR 44 KW | 2765.77
65323093 | THERMOMETER IMIT sc.0-200 cap.L2000 WITH CLAMP | 22
65323097 | THERMIC RELAY LOVATO 11RF9 0.9-1,5A | 60.9
65323103 | THERMIC RELAY LOVATO RF9 9-15A | 61.2
65323104 | THERMIC RELAY LOVATO RF383200 24-32A | 121.19
65323105 | THERMIC RELAY LOVATO RF381400 9-14A | 61.92
65323106 | THERMIC RELAY LOVATO RF382300 17-23A | 81.2
65323107 | THERMIC RELAY LOVATO RF2575 4,5-7,5A | 63.95
65323108 | THERMIC RELAY LOVATO RF381000 6,3-10A | 61.92
65323109 | THERMIC RELAY LOVATO RF380400 2,5-4A | 61.92
65323110 | THERMIC RELAY SIEMENS 1/1.6A art.3UA7021 | 59.89
65323111 | THERMIC RELAY AEG 1,1-1,6A E-Nr-910-343- | 54.81
65323112 | THERMIC RELAY AEG 1.35-2A-010E-Nr-910-343-10 | 54.81
65323113 | THERMIC RELAY AEG 5,5-8,5A B18K-085 | 54.81
65323114 | THERMIC RELAY AEG 4-6.3A E-Nr-910-343-11 | 54.81
65323115 | THERMIC RELAY AEG 1,7-2,4A E-Nr-910-343- | 54.81
65323116 | THERMIC RELAY AEG 3-4,7A E-Nr-910-343-11 | 64.96
65323117 | THERMIC RELAY AEG 4-6,3A B18K E-NR 910-3 | 54.81
65323118 | THERMIC RELAY AEG 7,5-10.5A E-Nr910-343- | 54.81
65323119 | THERMIC RELAY AEG 8-12A B18K 910-343-21 | 55.83
65323120 | THERMIC RELAY AEG 14,5-18A B18K-180 | 54.81
65323121 | THERMIC RELAY AEG B18K 30-40A E-Nr-910-3 | 116.73
65323122 | THERMIC RELAY AEG 2,2-3,2A E-Nr-910-343- | 54.81
65323123 | AUXILIARY SWITCH AEG HS7K10 1NA 910-30 | 7.61
65323124 | AUXILIARY SWITCH NO AEG HB05 910-343-1 | 8.12
65323125 | AUXILIARY SWITCH LOVATO 11.BGX10.02 ( | 16.24
65323130 | CONTACTOR TRIPOLAIRE BF2510A230 | 112.77
65323132 | MINICONTACTOR AEG LS05.10 E-Nr 910-303- | 37.56
65323133 | CONTACTOR AEG LS4K.10 E-Nr 910-304-100- | 48.09
65323134 | CONTACTOR AEG LS22K.00 E-Nr 910-304-326 | 238.22
65323135 | CONTACTOR AEG LS11K.00 E-Nr 910-304-252 | 93.38
65323136 | CONTACTOR AEG LS15K.00 E-Nr 910-304-282 | 152.25
65323137 | CONTACTOR AEG LS18K.00 E-Nr 910-304-300 | 174.28
65323139 | RELAY FINDER 5532 8-230V 2 CONTATTI | 28.32
65323140 | RELAY FINDER 5534 8-230V 4 CONTATTI | 32.48
65323141 | RELAY FINDER 5534 8-110V 4 CONTATTI (11 | 46.89
65323142 | RELAY FINDER MINI 40.52 8A-230V 2 SWITCH | 23.35
65323143 | RELAY FINDER 60.63.8.230V ATT.FASTON | 41.62
65323144 | RELAY FINDER 62.82.8.230V ATT.FASTON | 41.62
65323145 | TIMER RELAY TC 82 (CDC) | 147.18
65323146 | TIMER RELAY FINDER cod. 85.02.8.240 | 123.83
65323147 | THERMOSTAT IMIT TR2 40/200 SCREWDRIVER ADJUST | 39.59
65323148 | THERMOSTAT VERTICAL SM36TXE21.070/V | 31.5
65323149 | PLUG-IN BASE/RELAY TYPE 94.72 SMA (R.5532) | 15.23
65323150 | PLUG-IN BASE/RELAY TYPE 94.74 SMA (R.5534)( | 15.23
65323151 | PLUG-IN BASE FINDER art.90.22SMA / TIMER | 11.17
65323152 | PLUG-IN BASE/MINI RELAY TYPE FINDER 95.75 ( | 15.23
65323155 | PRESSURE REDUCER SR 1/2 90° ART. 203 | 28.42
65323158 | SELF-CLEANING BODY FILTER | 162.4
65323159 | PRESSURE CONTROLLER BP KG.10 RG009. 01 | 56.84
65323160 | PRESSURE CONTROLLER BP KG.15 RG011. 00 (maX.p | 199.96
65323161 | PRESSURE CONTROLLER BP KG.30 RG012. 00 (RECA | 199.96
65323162 | PRESSURE CONTROLLER TF KG.70 RG750. 12 35 MBAR | 1979.25
65323163 | PRESSURE CONTROLLER BP KG.50 RG200. 11 Pres.E | 964.25
65323164 | PRESSURE CONTROLLER BP KG.100 RG300 .10 | 1289.05
65323165 | CONTROLLER B-P-PRO-2 A.070H0136 | 1409.53
65323166 | CONTROLLER B-G-PRO-2 070H0138 | 1409.53
65323167 | CONTROLLER B-GH-PRO-2 a.070H0115 | 2098.21
65323168 | OIL FILTER INTERNAL PUMP AL35-AS47 | 20.04
65323169 | FILTRO ANTI.DEM 720 Y 20,01 UF 250V | 6.6
65323170 | FILTER ANTID. 250V 2X1mH-0,1mF RETT. CON | 19.39
65323172 | CARTRIDGE/FILTER HEAVY OIL 1 MEDIUM D74X88 | 20.3
65323173 | DEGAZEUR FOR OIL 1/4" OVENTROP | 167.48
65323174 | CARTRIDGE/GAS FILTER1 - 1"1/4 - 1 | 24.36
65323175 | CARTRIDGE/GAS FILTER 2 a.3218 | 30.45
65323176 | CARTRIDGE FOR FILTER OIL ART.60300/0 | 11.67
65323177 | CARTRIDGE FOR FILTER OIL ART.60200/0 | 14.21
65323180 | OIL HOSE TN 25X1500 1 G/BIS 1 A | 41.31
65323181 | OIL HOSE CARBO/TRECC 25X1500 1' | 119.77
65323182 | OIL HOSE TN 18X1500 3/4 G/BIS 3/4 A | 52.78
65323183 | UNION/OIL HOSE TN 18X1200 F/3 3 /4X1/2 | 5.38
65323184 | OIL HOSE TN 14X1200 3/8-A 3/8-A C/RACC | 28.93
65323185 | OIL HOSE VT 14X1200 3/8-A 3/8-A (viton | 162.1
65323186 | UNION/OIL HOSE TN 14X1200 M 3/4 X3/8 F | 7.92
65323187 | OIL HOSE TN 10X1200 3/8 G/BIS 3/8 A | 15
65323188 | UNION/OIL HOSE TN 10X1200 F/3 3/8X1/4 | 8.22
65323189 | OIL HOSE TN 6X700 3/8 G/BIS 1/4"K | 8.02
65323191 | OIL HOSE TN 6X1200 3/8 A 1/4"K | 10.15
65323193 | OIL HOSE TN 6X450 RAC A 1/4"RAC GBIS 1 | 7
65323194 | UNION/OIL HOSE TN 6X1500 3/8X3 /8 | 8.28
65323195 | OIL HOSE TN 6X1000 3/8 G/BIS 1/4"K | 9.14
65323196 | OIL HOSE NW 4X1000 A 1/4" GBIS 1/4" | 22.33
65323197 | OIL HOSE TN 6X1000 A 1/4"K 1/4 | 16.54
65323198 | OIL HOSE NW 4X700 K 1/4" GBIS 1/4" | 17.26
65323199 | OIL HOSE TN 6X600 K 1/4"RAC A 1/4 | 7.11
65323200 | OIL HOSE 1/2 MF-FG (260-520) YELLOW | 31.47
65323201 | OIL HOSE 1/2 MF-FG (500-1000) NON RIVE | 42.63
65323202 | OIL HOSE 3/4 MF-FG (200-410) NON RIVES | 44.66
65323203 | OIL HOSE 3/4 GAS MF-FG (900-2000) GIAL | 95.41
65323204 | OIL HOSE 1/2 MF-FG (240-410 MOD.069150 | 52.98
65323205 | OIL HOSE Di.60 SUPERFLEX CALOR L 350 ( | 31.26
65323206 | OIL HOSE OIL art.6400-60202-80202-250 | 40.6
65323207 | OIL HOSE OIL FGD+FGD90^ 1/8 L 800 | 30.45
65323208 | OIL HOSE OIL FGD+FGD90^ 1/8 L 450 | 27.41
65323209 | OIL HOSE OIL NW 4 CFc 1/4"Fc 3/8 12 | 11.67
65323212 | OIL HOSE OIL NW 4 CFc 1/4"Fc 3/8 L | 13.5
65323214 | OIL HOSE PARIGI NW 4 CFc 1/4" Fc 1/4" 10 | 23.25
65323215 | OIL HOSE OIL NW 4 MG 1/4" Fc 1/4"10 | 12
65323216 | OIL HOSE PARIGI NW 4 MG 1/4" Mc 3/8 70 | 17.76
65323217 | OIL HOSE PARIGI NW 4 CFc 1/4" CFc 1/4" 1 | 19.29
65323218 | OIL HOSE OIL NW 4 CFc 1/4"Fc 3/8 10 | 13.7
65323219 | OIL HOSE OIL NW 4 RO 14X1 4 Fc 3/8 | 33.19
65323220 | OIL HOSE PARIGI VT 8 MC-3/8 Cfc-1/4 10 | 78.87
65323222 | IGNITION TRANSFO. T8 2X13 220V L1300 50H | 165
65323224 | IGNITION TRANSFO. 1020 CM 120V L1140 50H | 93.38
65323225 | IGNITION TRANSFO. 1020 CM 120V L1140 60H | 96.43
65323229 | IGNITION TRANSFO.820PM 220-230-60CL-1140 | 76.13
65323230 | TRANSFORMADOR | 83.74
65323231 | IGNITION TRANSFO. 820 PM 110V L960 60H | 72.07
65323232 | IGNITION TRANSFO. 820 PM 110V L960 50H | 77.65
65323234 | IGNITION TRANSFO. 1030 CM 220V L1140 60H | 97.44
65323235 | IGNITION TRANSFO. 1030 CM 230V L1140 50H | 91.35
65323237 | IGNITION TRANSFO. 1020 CM 220V L1140 60H | 77.65
65323238 | IGNITION TRANSFO.1020CM220V L1140 60H+PL | 83.74
65323239 | IGNITION TRANSFO. 818 CM 240V 50H | 77.65
65323240 | IGNITION TRANSFO. 1220 CM 230V L960 50H | 82.72
65323241 | IGNITION TRANSFO. T8 2X13 220V L1300 60H | 170
65323243 | IGNITION TRANSFO. TRE820 2X4 230V L380 | 53.8
65323244 | IGNITION TRANSFO. TRE820 1X8 230V L360 | 53.8
65323245 | IGNITION TRANSFO.E820PM 115V L380 50/60H | 53.8
65323247 | IGNITION TRANSFO. E820 PM 240V 50H | 71.05
65323249 | IGNITION TRANSFO. E820 PM 220V L380 60H | 53.8
65323250 | IGNITION TRANSFO. E820 CM 220V L380 60H | 53.8
65323252 | IGNITION TRANSFO.E820/16CM 110V L380 50H | 55.83
65323253 | TRANSFORMER CED MONOF. SECURITY 50V A | 52
65323254 | IGNITION TRANSFO. E820 CM 230V 50H | 55.01
65323256 | IGNITION TRANSFO. TC 2S724A 230V | 43.65
65323257 | IGNITION TRANSFO.26/35 ITD 2X8 230V L410 | 55
65323258 | IGNITION TRANSFO.28/35 PML 1X7 230V L410 | 83.84
65323259 | IGNITION TRANSFO.EBI 2X7,5 230V 100%L410 | 130
65323561 | GAS VALVE E6G-SRP RP1/2" | 122.51
65323562 | CONNECTOR DIN 43650/A BLACK | 2.6
65323563 | CONNECTOR DIN 43650/A GREY | 2.6
65323565 | GAS VALVE VG65 ND33 DN65 | 1047
65323566 | CONNECTOR SIT SCREW+GASKET 836 COD.0.960. | 24.36
65323567 | CABLE SOL.VALVE PAR - SIR L1000 | 17.76
65323568 | CONNECTOR MPM Art. E153N0679119 67 CABLAT | 14.72
65323570 | CONNECTOR FOR SOLEN. VALVE.SIRAI L378B01G (BOB | 17
65323571 | CONNECTOR WITH RECTIFIER FOR COIL EL011 | 25.38
65323572 | GAS VALVE MV-DLE205 RP1/2" | 457
65323573 | VARISTOR VZ14 D471KSB D=14mm 300 V | 3.5
65323574 | CONNECTOR DUNGS BLACK art.932-644-200 | 12.18
65323575 | CABLE GAS VALVE GB-LE 055+PLUG | 60.9
65323578 | GAS VALVE MV-DLE215 RP1"1/2 | 446.3
65323581 | GAS VALVE MV-DLE220 RP2" | 595.4
65323584 | GAS VALVE MV-DLE2065 DN65 | 1137
65323585 | GAS VALVE MV-D2080/3 DN80 | 1667
65323590 | TIGHTNESS CONTROL VDK200A-SER.02 | 932
65323592 | WIELAND PLUG 7P.(VPS) | 30.45
65323593 | ADAPTER VDK301/VPS504 S02 | 152.25
65323595 | GAS VALVE EG12-SR/GMO | 133.98
65323596 | GAS VALVE EG12 L | 210.41
65323597 | GAS VALVE EG12 L-GHFD | 210.41
65323598 | GAS VALVE VAN20/NS31 RP3/4"+MICRO | 517.14
65323601 | GAS VALVE MBDLE405 B01 S50 RP1/2" | 416.15
65323602 | GAS VALVE MB-DLE405 B01S20 RP1/2" | 558.25
65323603 | GAS VALVE MBDLE407 B01 S5 0 RP3/4" | 492.28
65323604 | VALVULA GAS MBDLE410 S50 RP1" | 701.77
65323606 | GAS VALVE MB-ZRDLE410 B01S20 RP1" | 903
65323607 | BREAK HYDRAULIC H12/3 (MB ZRDL AND 410-412 | 137.03
65323609 | GAS VALVE MB-DLE415 B01 S20 RP1"1/2 | 1000
65323610 | GAS VALVE MB-DLE420 B01 S20 RP2" | 1104
65323611 | GAS VALVE MB-ZRDLE412 B01 S20 RP1"1/4 | 913
65323612 | GAS VALVE MB-ZRDLE415 B01 S20 RP1"1/2 | 1269
65323613 | GAS VALVE MB-ZRDLE420 B01S50 RP2" | 1380
65323616 | GAS VALVE MBC120 DLES20 RP3/4" | 441
65323617 | GAS VALVE MBC300 VEF RP1" | 824
65323618 | GAS VALVE MB-DLE403 B01 S20 RP3/8" | 299.43
65323620 | GAS VALVE LFC115ML RP1/2" | 1379
65323622 | OPERATOR 2 STAGES (3-30 BAR) | 49.74
65323624 | SOLEN. VALVE PAR VE131 ING1/8" | 45.68
65323626 | SOLEN. VALVE PAR VE131 IV | 40.6
65323627 | SOLEN. VALVE PAR VE131 IVKT09 240V50H | 49.74
65323628 | SOLEN. VALVE PAR 120.8ARJB 18NA 220V | 121.8
65323629 | CORE/COIL PARKER GM120.8 JB19 | 98.46
65323630 | SOLEN. VALVE PAR VE131INKT09 230V | 45.68
65323631 | SOLEN. VALVE PAR PM133 IVG3/8" BSP D-13 | 142.81
65323632 | SOLEN. VALVE LUC 321H23-4270 G3/8" 8W | 1000.7
65323633 | SOLEN. VALVE LUC 321H25-4270 G1/2" 8W | 965.8
65323635 | GAS VALVE VK4125 A1009 | 158.34
65323637 | GAS VALVE VK4115 V1048 3 | 158.34
65323638 | TUBE VENTURI HONEYWELL 45900444-002 | 41.62
65323639 | GASKET/VALVE-VENTURI 45900444-101 | 3.71
65323641 | GAS VALVE VK4115 VE1005 | 158.34
65323642 | GAS VALVE SIT832 TANDEM | 135
65323643 | GAS VALVE SIT828 NOVAMIX | 304.5
65323644 | GAS VALVE SIT830 TANDEM | 135
65323648 | FLANGE ELBOW 90° RP1/2" W.O-RING+SCREWS | 7.11
65323652 | GAS VALVE EG25 L3-GMO | 292.22
65323653 | GAS VALVE EG30 L2-GMO | 246.95
65323654 | GAS VALVE EG25 | 192.85
65323656 | GAS VALVE EG30 SR2-GMO | 246.95
65323657 | TIGHTNESS CONTROL VPS504 S02 | 512
65323660 | GAS VALVE VGD20 503 RP2" | 543.53
65323661 | GAS VALVE VGD40 065 DN65 | 1695
65323664 | GAS ACTUATOR SKP 25.003 E2 W.O.END SWITCH | 588.7
65323666 | GAS ACTUATOR SKP 15.000 E2 W.O.END SWITCH | 380
65323668 | GAS VALVE DMV-DLE5080/11 DN80 | 3311
65323669 | GAS VALVE DMV-DLE5065/11 DN65 | 1683
65323671 | GAS VALVE DMV-DLE5125/11 DN125 | 6740
65323673 | SOLEN. VALVE LE DANFOSS (CUT-OFF) | 128.5
65323676 | GAS VALVE MB-VEF415 B01 RP1"1/2 SVF0,4 | 1385
65323680 | FLANGE KTCOMS20 RP3/4" W.FILTER | 21.32
65323681 | FLANGE KTCOMP20 RP3/4" | 21.32
65323682 | FLANGE KTCOMS25 RP1" | 21.32
65323683 | FLANGE KTCOMP25 RP1" | 21.32
65323684 | FLANGE KTCOMS40 RP1"1/2 | 30.45
65323685 | FLANGE KTCOMB40 RP1"1/2 | 30.45
65323688 | CONTROL PANEL VALVE VQ 1"1/2 | 135.3
65323695 | FLANGE SV505/507 RP3/4" | 23.35
65323696 | FLANGE SV505/507 RP1" | 23.35
65323697 | FLANGE SV510/512 RP1" | 27.91
65323698 | FLANGE SV510/512 RP1"1/4 | 61.92
65323699 | FLANGE SV515/520 RP2" | 32.48
65323700 | COIL DUN N° 1100 MBDLE405-407 | 282.17
65323701 | COIL DUN N° 1150 V2 MBZRDLE405-407 | 208.08
65323702 | COIL DUN N° 1200 MBDLE410-415 | 395.85
65323703 | COIL DUN N° 1101 V1 MBZRDLE405-407 | 289.28
65323704 | COIL DUN N° 1201 V1 MBZRDLE410-412 | 365.4
65323705 | COIL DUN N° 1250 V2 MBZRDLE410-412 | 263.9
65323706 | COIL KRS TYP5 VG50 | 492.28
65323708 | COIL BRA EG 230V | 106.58
65323709 | COIL BRA BE6 GFDBT 230V 50/60H | 85.77
65323711 | COIL DUN N° 150 MVB207-407 | 284.2
65323712 | COIL DUN N° 200 MVD407-410 | 558.15
65323713 | COIL DUN N° 280 MV220 | 539.57
65323714 | COIL DUN N° 300 MVD215-515 | 588.7
65323715 | COIL DUN N° 400 MVD2065 | 861.23
65323716 | COIL DUN N° 500 MVD2080 | 2639
65323717 | COIL DUN N° 25.1 MBZDRLE 1" | 720
65323718 | COIL DUN N° 35.1 MBZDRLE D1"1/2-2" | 801.85
65323719 | COIL THE TK25 BE7D | 47.71
65323720 | COIL THE TK25 BE7D DFD | 51.36
65323721 | COIL DUN N° 1000 MBDLE403 | 329.88
65323722 | COIL KRS TYP1 VG15 | 228.88
65323724 | COIL KRS TYP3 VG40/32 | 284.71
65323725 | COIL KRS TYP4 VG40 | 416.15
65323726 | COIL DUN A243586 SVDLE507 | 369.97
65323727 | COIL DUN A243587 SVDLE510-512 | 554.29
65323728 | COIL DUN A243588 SVDLE520 | 980.69
65323729 | COIL DUN FOR SVDLE510-512 120V 50/60H | 526.68
65323730 | COIL DUN FOR SVDLE520 120V 50/60H | 985.16
65323731 | COIL DUN A225 DMV-D/DLE5065-5080 | 1670.59
65323732 | RECTIFIER AC/DC 220/50 SYEN | 53.59
65323735 | ALIM. DUNGS / COIL 280-300-4 10 | 106.58
65323737 | SOLEN. VALVE BRA E7/L G1/8" F/F | 38.47
65323738 | SOLEN. VALVE SIR EVL209M9 G1/4" Z3334RD | 177.02
65323739 | SOLEN. VALVE SIR L159C05G1/4" Z134A | 184.02
65323740 | SOLEN. VALVE 3 VOIES 1/8" 230-50 240-60 | 81.2
65323741 | SOLEN. VALVE SIR L120V02 G1/8" ZA30A | 78.16
65323742 | COIL SIR ZA30A L120V02 230V | 59.28
65323743 | COIL SIR ZA30A L120V02 110V | 64.96
65323744 | CORE/SOLEN. VALVE P.SUNTEC AS47-67-AT2 | 72.07
65323746 | CORE+ COIL/SOLEN. VALVE PUMP SUNTEC AS | 86.28
65323747 | CORE/SOLEN. VALVE PUMP SUNTEC AL35 9526 | 91.35
65323749 | CORE+ COIL/SOLEN. VALVE PUMP DELTA F84 | 21.32
65323750 | CORE/SOLEN. VALVE PUMP DANFOS S MS11 R3 | 60.9
65323751 | CORE/SOLEN. VALVE PUMP DANFOS S 11R3 BF | 77.75
65323752 | SOLEN. VALVE M&M SD363CVG20 G1/4" 3WAY | 95
65323753 | SOLEN. VALVE M&M SD363CVG12 G1/4" 3WAY | 71.05
65323754 | SOLEN. VALVE DEL F84 G1/8" 9W 230V | 50.75
65323756 | CORE NBR/SOLEN. VALVE. M&M ART. 83053200B | 18
65323757 | BODY/SOLEN. VALVE M&M ART. 82400100N | 34.51
65323758 | VALVE ELEKT.VML2 3/4 DN20 THREADED 350mbar | 298.51
65323760 | VALVE ECOVALVE HAGO TYPE MC | 26.39
65323761 | SOLEN. VALVE GHE REF.50250194003 WATER | 23.35
65323762 | COIL BRA E7 220V 50H | 32.99
65323763 | COIL BRA E7 220V 60H | 18.27
65323765 | COIL DEL F84 11VA 230V 50/60H | 27.41
65323767 | COIL SUN PUMP AS47-AL35 220V | 43.65
65323768 | COIL SUN PUMP AS47 110V 50/60H | 70.34
65323770 | COIL SIR L159-C3 220V | 68.01
65323771 | COIL DAN MS113 -MS12V1 230V | 74.6
65323772 | COIL DAN MS11 -MS12V2 230V | 47.71
65323773 | COIL DAN 071N0010 230V | 61.41
65323774 | COIL DAN BFP52E V2 230V | 45.27
65323775 | MAGNET ART.144/180 VCC INT. ERM.100 | 131.95
65323776 | COIL M&M 18VA 77AN 230V | 31.47
65323777 | COIL PAR ZB14 230V 50/60H | 28
65323778 | COIL PAR KT09 304641 240V 50H | 35.73
65323779 | COIL PAR KT09 304639 230V 50H | 13.6
65323780 | COIL PAR ZH14 | 46.18
65323781 | COIL PAR JB18 220/230V 50/60H | 65.57
65323782 | COIL PAR XT09 230V 50H | 22.33
65323783 | COIL HON VE4010 BB052301 | 189.7
65323785 | COIL HON VE4020 A | 255.78
65323787 | COIL HON VE4040 A200 | 255.78
65323788 | COIL HON VE4040 A360 | 395.85
65323789 | COIL HON VE4050 A360 | 421.23
65323790 | COIL HON VE4015 B200 | 157.83
65323791 | COIL HON VE4040 B200 | 395.85
65323792 | COIL HON VE4015 C200 | 236.5
65323793 | COIL HON VE4025 C200 | 255.78
65323795 | COIL HON VQDA1 BB152341 | 428.43
65323796 | COIL HON VQDA2 BB052305 | 441.32
65323797 | COIL HON VQDA2 BB152304 | 441.32
65323799 | COIL SIT TAMDEM 967129 220V | 66.18
65323800 | COIL SIT 836 967135 220V | 29.44
65323801 | COIL SIT 820 NOVA 967064 220V | 29.44
65323802 | COIL SIT 822 967128 220/240V | 29.44
65323804 | COIL ELEKTROGAS VMR-VML G1/2"-3/8" | 111.65
65323805 | COIL ELEKTROGAS VMR-VML G3/4"-1" | 143.42
65323807 | COIL ELEKTROGAS VML 1"1/4-1"1/2-2" | 203.51
65323808 | COIL ELEKTROGAS VMR 1"1/4-1"1/2-2" | 203.51
65323809 | COIL SBE FOR NOZZLE ROD REF.EL011 | 1360.1
65323810 | COIL LUC 483520S6 220/240V 50/60H | 101.5
65323811 | VALVE FIZNER (REVERSE-LOCK) FZ-VR7 1 | 76.13
65323813 | FAN WHEEL D200 X74 D19WELDED | 62
65323814 | FAN WHEEL D200 X84 D12,7ALU | 81.2
65323816 | FAN WHEEL D160 X50 D12,7ALU | 42.63
65323817 | FAN WHEEL D160 X50 D12,7WELDED | 115.71
65323818 | FAN WHEEL D160 X60 D12,7 | 25.88
65323819 | FAN WHEEL D160 X52 D12,7 | 25.5
65323820 | FAN WHEEL D160 X62 D12,7 | 27.5
65323821 | FAN WHEEL D180 X40 D12,7ALU | 36
65323822 | FAN WHEEL D145 X50 D12,7 | 28.83
65323823 | FAN WHEEL D145 X30 D12,7 | 21.82
65323824 | FAN WHEEL D120 X40 D12,7 | 14.5
65323826 | FAN WHEEL D120 X42 D12,7 | 17.26
65323827 | FAN WHEEL D120 X34 D12,7 | 17.46
65323828 | FAN WHEEL D97 X25 D12,7 | 33.19
65323829 | FAN WHEEL D230 X70 D19WELDED | 111.65
65323830 | FAN WHEEL D180 X60 D12,7ALU | 29.44
65323831 | FAN WHEEL D180 X50 D12,7WELDED | 127.59
65323832 | FAN WHEEL D180 X40 D12,7WELDED | 91.35
65323835 | FAN WHEEL D133 X61 D12,7 | 14.11
65323836 | FAN WHEEL D136 X50 D12,7 | 62.42
65323838 | BLOWER MVL RG130/0800-3612-230V+POT | 340.43
65323839 | BLOWER MVL RG148/1200 3030LH 230 V | 187.78
65323840 | BLOWER MVL RG148/1200 3612 230 V | 465.48
65323842 | HEAD A ROTULE MOVIM.AIR FLAP E/O FA | 22.74
65323843 | BALL-GASKET GE15DO ART. 20-100150 | 27.41
65323844 | COUPLING 02S ART. 38-101208 MOUNTED | 115.71
65323845 | BALL BEARING 625 2Z De.16mm | 14.11
65323846 | BALL BEARING A SPHERE ART.60002Z D 10 D 2 | 13.4
65323847 | BALL BEARING WITH FLANGE | 48.72
65323848 | CAP THREAD COVER EXT. mm.19 1/2 | 1
65323849 | CAP POLYETHYLENE 1/4"G D16X11 ART. 9 | 0.6
65323850 | CAP THREAD COVER INT. mm.31 1 | 1
65323851 | CAP THREAD COVER INT. 3/4 POLIESTERE | 6
65323852 | CAP COVER DRILLING D22 POLYESTER WITH BLADE | 0.5
65323853 | CAP THREAD COVER INT. mm.46 1"1/2 | 1
65323854 | CAP THREAD COVER EXT. mm.17 3/8 | 1
65323855 | CAP THREAD COVER INT. mm.39,5 1"1/4 (0 | 1
65323856 | CAP THREAD COVER EXT. mm.42 1"1/4 | 1
65323857 | CAP THREAD COVER INT. mm.55 | 1
65323858 | CAP D.14 coD.02113N | 0.5
65323859 | CAP PLASTIC/CROSSPIECE . | 2
65323860 | CAP PVC FOR AIR PLUG | 2
65323861 | CAP IN ABS BLACK D.18X1 coD.45109N | 0.63
65323862 | UNION CL ART.1020 1/8-1/8 90°SEAT og | 9
65323863 | WASHER COPPER D 21,8X17X1,5 | 6
65323864 | WASHER COPPER D 27X21,5X2 | 6
65323865 | WASHER COPPER D 19X13.5X2 | 1.1
65323867 | WASHER COPPER D 30X24X2 | 9
65323868 | WASHER COPPER D 19X13.5X1 | 6
65323869 | SPHERE CALIBRED D.3.17 PRES. SWITCH DIFF.HO | 0.87
65323870 | O-RING D62/HYDRAULIC JACK H.OIL VITON | 8.12
65323871 | O-RING D62/HYDRAULIC JACK L.OIL NBR | 3.24
65323872 | WASHER COPPER D 14X10X1.5 | 6
65323873 | O-RING D2,62 L600 NBR | 5.68
65323874 | O-RING D2,62 L1000 NBR | 3.86
65323875 | GASKET/FLAME TUBE 120X120X9 D90 | 17.15
65323876 | GASKET D2,5 L640 EPDM | 9.14
65323877 | WASHER METAL PLATE D11,5X6,3 SP.1 ZI | 0.56
65323878 | GASKET/GASTRAIN D127/76X2 DN65 | 4.36
65323879 | GASKET NA1030 D43/33X2 | 1.12
65323880 | GASKET/COVER-PUMP SUN A 991523 | 16
65323881 | GASKET/COVER-PUMP SUN A 991524 | 16
65323884 | SET LEAK PART/PUMP E4NC -E6NC-E7N | 261.87
65323885 | GASKET/PUMP DELTA NEW TYPE | 5.08
65323886 | GASKET/COVER-PUMP SUN | 3.25
65323887 | GASKET/FILTER SELF CLEANING 21018 | 3.96
65323889 | GASKET ALUMINIUM D13,5X18X1,5 G1/4 | 1.12
65323890 | GASKET ALUMINIUM D10X14X1,5 G1/8 | 1.12
65323891 | GASKET D7,93 GACO TYPE DE031 | 24.87
65323892 | O-RING 2287 D47,35X1,78/FAN WHEEL-FLAP | 1.78
65323894 | UNION CL STRAIGHT 1/8 NUT+NOSE CONE D8 Ar | 5.08
65323895 | UNION CL ART. 2013 1/8 | 9.7
65323896 | UNION CL ART. 2050 1/8-1/8 . | 16
65323897 | UNION CL ART. 2050 1/8-1/8 . FOR AGA | 8.12
65323898 | UNION CL ART. 2070 1/8-1/8 . | 3.7
65323899 | UNION CL ART. 2510 1/8-1/4 | 1.79
65323900 | UNION CL ART. 2525 1/4-35 | 3.6
65323901 | UNION CL ART. 2525 1/8-36 . | 7.11
65323902 | CAP CL ART. 2611"1/4 M. BLUETTE | 2
65323903 | UNION CL ART. 2525 1/8-16 | 3.6
65323904 | UNION CL ART. 2070 1/4-1/4-1/4 | 5.43
65323905 | UNION CL ART.1050 1/8 BODY SEAT OGI | 2.18
65323906 | UNION CL ART. 1020 1/4"SOLO BODY CSE | 17.8
65323907 | UNION CL ART. 1000 1/8-6 . | 11.67
65323908 | UNION AIGNEP T MALE LAT.9230 8-1/8 | 6.67
65323909 | UNION CL ART. 1253 SOCKET 1/8 | 3.6
65323910 | ELBOW 1/8 M-F SVASATURA 60° art.SC.02 | 6.7
65323911 | UNION CL a.1020 1/4-1/8 WITH SIEGE NOSE CONE | 19.5
65323912 | UNION CL ART. 1020 1/4"NUT-NOSE CONE D8 | 19
65323913 | UNION CL ART. 1050 1/4-NUT+NOSE CONE D | 6.98
65323914 | UNION CL ART. 2500 1/8 | 6.88
65323915 | UNION ART. 2102004 1/4 | 3.45
65323916 | UNION CL ART. 2500 3/8 NIPPLE | 6.88
65323917 | UNION CL ART. 1250 1/8 BODY SEUL | 11.5
65323918 | CAP CL ART. 2611 1/8 . | 2
65323919 | CAP CL ART. 2611 3/8 . | 2
65323920 | UNION ART. 2102006 1/2 | 3.45
65323921 | UNION CL ART. 2510 1/8-3/8 | 2.23
65323922 | UNION CL ART. 2020 1/4". | 4.26
65323923 | UNION ART. 2110001 1/8 ( 1/8M-1/8F)(C | 3.45
65323924 | UNION CL ART.1010(1/8-1/8-1/8) CSE | 7.71
65323925 | UNION CL ART. 2520 1/8 M -1/4 F | 2.39
65323926 | UNION CL ART. 2520 1/8-1/8 WITH SEAT p | 3.6
65323927 | UNION CL ART. 2520 1/4" | 2.39
65323928 | UNION CL ART. 2530 1/8-1/4 | 1.93
65323929 | UNION CL ART. 2530 1/2-3/8 | 3.05
65323930 | UNION CL ART. 1303 1/8-4 | 2.9
65323931 | NOSE CONE TYPE 1310-4 . | 1.5
65323932 | UNION CL ART. 1303 1/8-6 | 7
65323933 | NOSE CONE TYPE 1310-6 . | 1.5
65323934 | ELBOW CL 1/8 WITH NUT+NOSE CONE D8 Art.2205 | 6.7
65323935 | UNION CL ART. 2543 1/8 | 5
65323936 | UNION CL RAPIDE WORK D 7 1/8 | 2.49
65323937 | UNION CL RAPIDE WORK D12 1/8 | 3.25
65323938 | ANGULAR CONNECTION M6 | 9.14
65323939 | ANGULAR CONNECTION M8 | 11.17
65323940 | FORCH DRILLING M12 UNI 1676 | 11.17
65323942 | ELBOW F-F 1/2 (Fig.90) | 2.84
65323943 | ELBOW F-F 1"1/2 (Fig.90) | 17.26
65323945 | ELBOW M-F RP1/2 (Fig.92) | 2.69
65323946 | ELBOW M-F RP3/4 (Fig.92) | 3.81
65323947 | ELBOW M-F RP1 (Fig.92) | 6.09
65323948 | ELBOW M-F RP1"1/2 (Fig.92) | 14.72
65323949 | ELBOW M-F RP2 (Fig.92) | 19.29
65323950 | ELBOW REDUC.M-F RP3/4X 1 (Fig.92/r) | 12.18
65323951 | ELBOW REDUC.M-F RP1"1/4X1"1/2 (Fig.92/r) | 40.6
65323952 | ELBOW M-F RP1/2 (Fig.97) | 13.2
65323953 | ELBOW M-F RP1 (Fig.97) | 17.26
65323954 | ELBOW M-F RP1"1/2 (Fig.97) | 46.69
65323955 | REDUCTION SLEEVE M-F 2 - 1"1/4 (Fig.241) | 9.14
65323956 | REDUCTION SLEEVE M-F 1 - 3/4 (Fig.241) | 2.97
65323957 | REDUCTION SLEEVE REDUC. 3/4 -3/8 (Fig.245) | 9.64
65323958 | REDUCTION SLEEVE REDUC. 2 -1"1/4 (Fig.245) | 19.29
65323959 | REDUCTION SLEEVE REDUC. 3/4 -1/2 (Fig.245) | 4.06
65323960 | REDUCTION SLEEVE REDUC. 1-3/4 (Fig.245) | 4.57
65323961 | REDUCTION SLEEVE REDUC. 1"1/4-3/4 (Fig.245) | 10.15
65323962 | REDUCTION SLEEVE REDUC. 1"1/2-1"1/4 GHISA(Fig.245) | 9.14
65323963 | REDUCTION SLEEVE 2 -1 1/2 (Fig.245) | 27.51
65323964 | NIPPLE REDUC.M-F 1 X1/2 OTTER (Fig.246) | 4.31
65323965 | NIPPLE REDUC.M-F 1 X3/4 (Fig.246/r) | 5.58
65323966 | NIPPLE REDUC.M-F 1 X1"1/4 (Fig.246/r) | 7.41
65323967 | NIPPLE REDUC.M-F 1"1/4X1"1/2 (Fig.246/r | 12.18
65323968 | REDUCTION SLEEVE M-M 1/2 (Fig.280) | 2.44
65323969 | REDUCTION SLEEVE M-M 3/4 (Fig.280) | 2.94
65323970 | REDUCTION SLEEVE M-M 1"1/2 (Fig.280) | 7.11
65323971 | REDUCTION SLEEVE M-M 2 (Fig.280) | 12.69
65323972 | REDUCTION SLEEVE M-M 1"1/4 (Fig.280) | 7.11
65323973 | ELBOW WITH BOCCHETT.F-F 3/4 (Fig.95) | 16.24
65323974 | ELBOW WITH BOCCHETT.F-F 1 (Fig.95) | 18.27
65323975 | ELBOW WITH BOCCHETT.F-F 1"1/2 (Fig.95) | 36.54
65323976 | REDUCTION SLEEVE/RADIATOR 1 - 1/2 (Fig.100) | 2.44
65323977 | PROLONGUE M-F 1/8X80 art.UNPRL100 | 5.99
65323978 | NIPPLE SCREWED 3/4X80 M/M (Fig.630Z) | 2.59
65323979 | NIPPLE THREADED 1"1/2X100 M /M (Fig.7 | 4.77
65323980 | CAP G1/4 908 ZINC.WHITE | 2.54
65323981 | CAP G1/8 METALWORK WITH O-RING | 1.93
65323982 | GASKET/CAP RP1/2'' | 0.78
65323983 | GASKET/CAP RP1'' | 6.71
65323984 | GASKET/CAP RP1''1/2 | 1.61
65323985 | O-RING 4100 D24,99X3,53 NBR | 6
65323986 | O-RING 3050 D12,37X2,62 VITON | 2.17
65323987 | O-RING 2062 D15,6X1,78 NBR | 0.6
65323988 | O-RING 2025 D6,07X1,78 NBR | 0.46
65323989 | O-RING D33X2 NBR | 0.8
65323990 | O-RING 2087 D21,95X1,78 NBR | 6.48
65323991 | O-RING 3081 D20,3X2,62 NBR | 0.6
65323993 | O-RING D10X2,5 NBR | 0.49
65323995 | O-RING 2325 D82,27X1,78 NBR | 1.4
65323996 | O-RING 2015 D3,68X1,78 NBR | 0.5
65323998 | O-RING D5X1,5 NBR | 1
65323999 | O-RING 8475D120,02X6,99 | 3.35
65324000 | O-RING 115 D11,91X2,62 | 0.5
65324001 | O-RING 4800 D210X3,53/HEATER VITON | 19.29
65324002 | O-RING 2056 D14X1,78 NBR | 0.6
65324003 | O-RING D13X2 NBR | 1.09
65324004 | O-RING 2031 D7,66X1,78 NBR | 0.5
65324005 | O-RING D11X3 NBR | 16.24
65324008 | O-RING 2075 D18,77X1,78 NBR | 6
65324009 | O-RING 3087 D21,89X2,62 NBR | 0.6
65324010 | O-RING 4625 D158,34X3,53/HEATER VITON | 15.23
65324012 | O-RING D7X1,5 VITON | 8.02
65324020 | O-RING 6387D97,79X5,33/GAS FLAP | 5.5
65324021 | SPRING SHUTTING NOZZLE MAIOR PR | 62.93
65324022 | RACCORD HEAVY OIL TN94-12LR 3/8 | 26.39
65324023 | STRAIGHT UNION HEAVY OIL 12L-1/4 coD. 1101 | 7.71
65324024 | STRAIGHT UNION HEAVY OIL 12L-3/8 | 11.98
65324030 | SCREW ADJUSTMENT HEAD M6X45 THREADED Z.B E | 0.79
65324037 | GROUP HEAD MAX 12 TC (MIN.12) | 167.48
65324038 | COVER HOUSING D 260 ORANGE | 42.63
65324042 | CONTROL UNIT LME 22.331 C2 | 185
65324043 | CONTROL UNIT LFL 1.322F | 675
65324044 | PHOTOCELL QRB 1B A042B20B | 35.5
65324046 | SWIRLER D36X1840 SPIRAL | 8
65324048 | CLP. WIRING MAX 1 TW | 181.18
65324049 | METAL GRID AIR BOX FAN HOUSING 260 | 44.66
65324050 | SHUTTING SHEET CASING AIR HOUSING D260 | 9.24
65324051 | OIL FILTER 3/8 ART.70301-01P(V.PVC) | 31.77
65324052 | COVER HOUSING D 260 VERNIS RED | 37.56
65324053 | CASING AIR HOUSING D260 PUMP D54 WHITE | 108.61
65324054 | CASING AIR HOUSING D260 EN HOUSING ALU.(RED) | 108.61
65324056 | ROD SUPP/ADJUSTMENT HEAD BASE L 106 MAX 1 | 9.34
65324057 | ROD SUPP/ADJUSTMENT HEAD BASE L 74 PRER.MAX 1 | 24.36
65324059 | COVER SHELL D630 SHEET RED | 77.14
65324063 | FAN WHEEL D560/355X180 D42MOT.18,5KW | 1540.87
65324064 | AIR RECYCLING D550/385 FAN WHEEL RU630 MOT.37KW | 95.41
65324065 | CASING FOR SHELL D630 SHEET (RED) | 1017.33
65324066 | THERMIC RELAY AEG B18K-260 21-26A | 100.49
65324067 | THERMIC RELAY AEG B55K-055 42-55A | 167.48
65324068 | PUSH BUTTON LIGHT RED C5559AL T.BLAK 1 | 18.47
65324069 | FLAME TUBE D370/350/420 L530HOUS.d630 AISI430 | 1578.33
65324070 | FLAME TUBE D370/450/430 L530HOUS.d630 AISI430 | 1920
65324071 | SILENCER HOUSING D630 | 2116.28
65324072 | GAS VALVE VAS125 R-LW RP1" | 242.59
65324073 | TIMER RELAY ELECTRONIQUE AEG GMETV 230 V 50- | 132.97
65324074 | BAFFLE PLATE D320/179X28 8SL 4DRIL. | 205
65324078 | IGNITION ELECTRODE D10X100 d6,4 D3X70 65° R+L | 19.79
65324079 | HEAD LONG AB MULTIFLAM F.D320 | 581.9
65324080 | COMB. HEAD SHORT AB MULTIFLAM F.D320 | 546.17
65324081 | TUBE SUPPORT HEAD MULTIFLAM 3/600.1 TL | 766.33
65324082 | TUBE SUPPORT HEAD MULTIFLAM 3/600.1 TC | 665.84
65324083 | HEAD MULTIFLAM 300.1/600.1 TL | 3571.89
65324084 | HEAD MULTIFLAM 300.1/600.1 TC | 1950.93
65324085 | ADJUST ROD HEAD MULTIFLAM 300.1/400.1 TL | 206
65324086 | ADJUST ROD HEAD MULTIFLAM 300.1/400.1 TC | 137.03
65324088 | TANK HEATER MULTIF.300.1/400.1 | 1535
65324090 | BODY HOLDER RESISTOR HEAD OILFLAM AB | 98.56
65324091 | FLAME TUBE D89 L72 SILEN.TYP3 | 111.65
65324092 | FLAME TUBE D89 L72 SILEN.TYP1 | 116.73
65324093 | FLAME TUBE D89 L76 SILEN. AGA 699K | 123.83
65324094 | CABLE+PLUG 9P/3X1 L300 MALE | 13.09
65324095 | ROD SUPP.HEAD FISSA L 74 MAX 1 FLAME TUBE 72 | 50.95
65324096 | CASING FOR SHELL D320 SHEET OIL | 519.88
65324097 | CONTACTOR LS7K.10 E-NR 910-304-200-50 | 76.13
65324098 | LIGHT SELECTOR 0-I GREEN ART.ECX1252 | 31.47
65324099 | LEVER SELECTOR LONG BLACK ART.ECX1370 | 22.33
65324100 | WARNING LIGHT LYVIA 10X28 BA9S 240V ART.S121 | 5.08
65324101 | PUSH BUTTON LIGHT RED COMEPIart.ECX1201 | 16.24
65324102 | SWITCH PIZZATO FD 515 (1NO+1NC) | 50.75
65324103 | HEAVY OIL FILTER 1 X1 300um Mod.70501/03 GRA | 258.83
65324105 | MANOMETER CEWAL R1/4 D50 40 BAR 91490050 | 47.71
65324107 | SILENCER HOUSING D320 | 893.2
65324111 | GAS ELBOW 90°/BUTTERFLY VALVE DA 2 HOUS.260 | 41.62
65324112 | HOUSING DRILLING D.180 OIL MAIOR P35-3 | 126.88
65324113 | CASING AIR HOUSING D180 (FER) | 128
65324114 | TUBE FLEX. HEAD AGA COOKER D=41 L 310 | 21.52
65324115 | AIR FLAP COOKER-BOYLER CUCI,"AGA"TW | 40.5
65324116 | LIMITER VOLUME NOZZLE CARRIER CUT-OFF | 7
65324117 | SUPPORT CENTRING HEAD MAX GAS 170-250 SPEC. | 24.36
65324118 | IGNITION CABLE D5/D4 L800 | 8
65324119 | TUBE SUPPORT HEAD D89X94 TUBE D39.5 FOR COO | 55.42
65324120 | SPACER PHOTOCELL.RAYBURN COOKER SINGLE HEAD | 28.42
65324121 | SUPPORT PHOTOCELL RAYBURN COOKER SINGLE HE | 5.84
65324122 | ADAPTER AIR D89/41 RAYBURN COOCKER | 27.91
65324123 | COVER HOUSING D. 260 | 37.56
65324124 | CASING AIR HOUSING D260/PUMP D55 | 100.89
65324125 | SPINDLE/COUPLING PUMP-FAN WHEEL D14X173 | 25.38
65324126 | IONISATION PROBE D8X100 d4 D3 | 11.3
65324127 | COVER MAX GAS 70-120 BLU RAL 5010 SX | 16.24
65324128 | TUBE SUPPORT COMB. HEAD-GASTRAIN SX MAX GAS 70 TC | 34.51
65324129 | TUBE SUPPORT COMB. HEAD-GASTRAIN SX MAX GAS 105-120 | 32.5
65324130 | SHELL BURNER OC3 | 199.14
65324131 | OIL HOSE 1-8 FG+1-8 FG L230 AG | 35.12
65324132 | AIR RECYCLING OC3 | 7.41
65324133 | AIR FLAP FIXE OC3 | 41.62
65324134 | AIR FLAP MOBILE OC3 | 6.6
65324135 | SPACER PHOTOCELL AGA OC3 | 46.79
65324136 | IGNITION CABLE D4 PIPE 90°/D4 L400 AP | 6.6
65324137 | FLAME TUBE D89 L163 SILEN.TYP3 | 208.08
65324138 | SQUARE SUPPORT CONTROL UNIT/IGNITION TRANSFO. | 20.6
65324139 | SCREW FIXING BURNER OC3 | 6.39
65324140 | CLOSING RING D16/8X3/OIL REGULATOR | 6.6
65324141 | BAFFLE PLATE D400/88X30 8SL | 284.3
65324142 | MOTOR 0,25KW110V D12,7 CD42/2197-32 F0 | 213.15
65324143 | CONTROL UNIT LFL 1.333 120/60 | 736
65324145 | SUPPORT HEAD MAX GAS 170-250 F.F.400 | 34
65324146 | FLAME TUBE D125/95 L417 | 101.5
65324147 | GAS VALVE IC20/30Q3 | 451.88
65324148 | GAS VALVE VAS125 R/LQ RP1" 120V | 331.5
65324149 | GAS PRESS.SWITCH DG 40 VC1-5W 5-40MB | 63.95
65324150 | COIL SIR Z380A L378B01G 110V 50H | 30.45
65324151 | COVER BURNER ATLANTIC STAR 4134 | 10.56
65324152 | COVER BURNER ATLANTIC STAR 4035 BN | 13.2
65324153 | COVER BURNER ATLANTIC STAR 3050 | 24.36
65324154 | COVER BURNER ATLANTIC STAR 4180 | 13.2
65324156 | PIPE D12/10/12 DRIL. D4 LPG | 5.68
65324157 | BAFFLE PLATE D230/154X25 12SL 6DRIL. | 217.11
65324158 | GROUP OIL CONTROLLER MAIOR PR 400-600.1 | 446.6
65324159 | BAFFLE PLATE D320/88 8SL 4DRIL. | 338.2
65324160 | GAS VALVE VAS350 R-LW RP2" | 547
65324161 | GAS NOZZLE SET D30x16 C/8 F.d2.5 | 22.13
65324163 | COVER SUPPORT CONNECTING PIECE T.SEPAREE FUS | 79.17
65324164 | COVER INF. CONNECTING PIECE T.SEPAREE FUS | 29.44
65324165 | COUPLING D48/38/11X36 PUMP | 98.46
65324166 | ROD SUPP.HEAD TL.R 10X10X336 MAIOR P12 | 76.13
65324167 | CLP. WIRING MAX 4/30 TW | 181.18
65324169 | CLP. WIRING MAX GAS 170/250 TW | 181.18
65324172 | CLP. WIRING MAX 4/30 TW BM2 | 135
65324173 | WIRING MAX GAS 40-250 TW V.CONT.W.RESET | 190.82
65324179 | GROUP IGNITION CABLE | 25.38
65324182 | CLP. WIRING MAX 1 R TW | 181.18
65324184 | GRUB SCREW FOR DANFOSS PUMP | 17.56
65324188 | FLAME TUBE D115/130/120 L227 | 161.99
65324189 | WAISTBAND D110/98X64/SETTING AIR-FL.TUBE | 35.42
65324190 | CASING AIR MAXFLAM | 119.26
65324191 | SHEET ADJUSTMENT AIR BOX MAXFLAM | 106.58
65324192 | BAFFLE PLATE HOLDER MAXFLAM | 115
65324193 | BAFFLE PLATE D92/30X7 12SL 3DRIL. | 43.65
65324194 | IGNITION CABLE D4/D7 L870 | 6.19
65324195 | GASKET/BURNER FLANGE 190X190X8 D120 | 3.76
65324196 | GASKET/FLANGE-NIPPLE D140/117X5 ADHESIVE | 2.33
65324197 | HEATER ALUMINIUM MAXFLAM | 278.62
65324198 | SET SHORT HEAD MAXFLAM | 331.91
65324199 | COUPLING D26 L120 | 76.1
65324200 | COUPLING D26/15X89 | 76.1
65324201 | MOTOR 0,37KW220V D12,7 M42-3007 F0 | 304.5
65324202 | MOTOR 0,45KW230V D12,7 CD42-3001 | 203
65324203 | COUPLING D7,9 ART.1230251 | 10.15
65324204 | COUPLING D11,1 PUMP REF.1230252 | 24.66
65324205 | COUPLING D12 MOTOR REF.1230253 | 16.65
65324206 | RESISTOR D 12,5X130 650W 230V LC1000 A.HT9 | 65.98
65324207 | RESISTOR D 6,5X52 30W L 1500 | 64.96
65324208 | RESISTOR D 6,5x52 200W L 1500 | 79.17
65324209 | TUBE BOND ELBOW-GAS HEAD BLU 1400.1 T | 8.32
65324210 | ADJUST ROD HEAD GAS BLU 1400.1 TC | 40.6
65324211 | FLAME TUBE D162/200/182 L495HOUS.d260 | 480
65324212 | TIMER RELAY FINDER cod. 85.04.8.240 | 123.83
65324214 | RESISTOR 3X1550(A=3X750-B=3X800 )4650 W. 2 | 531.86
65324215 | GAS HEAD NAT. HOUSING D630 MOBILE | 1269.26
65324216 | TUBE SUPPORT HEAD HOUSING D630 HEAD MOBILE | 740.65
65324217 | CARRIER SLIDING HEAD HOUSING D630 | 382.76
65324218 | BALL BEARING 635 2Z DE.19MM | 15.23
65324220 | CONTROL UNIT LME 21.330 C2 | 160
65324223 | SOLEN. VALVE LUC 321H21-4270 G1/4" 8W | 996
65324224 | SUPPORT ADHESIVE 27X28 | 1.52
65324225 | PIPE SUPPORT BEARING/PROGR.D50X15 | 38
65324226 | SPINDLE / ACTUATOR D8X380 | 25.07
65324227 | SPINDLE / AIR FLAP D8X100 M6 | 13.2
65324228 | CARDAN SPINDLE AIR FLAP/CASING AIR HOUSING D2 | 8.12
65324229 | GAS VALVE VAS240 R-LW RP1"1/2 | 301.46
65324230 | GAS VALVE VAS350 R-NW RP2" | 547
65324231 | CABLE CONNECT BOILER1F-MONOF.L1000+L1500 | 86.28
65324233 | FLAME TUBE D139/120/137/120 L283 | 898.28
65324234 | ADJUST ROD TC BLU 1700.1 R | 35.53
65324235 | FLAME TUBE D215/156/200/155 L400 | 210.11
65324236 | TUBE BOND ELBOW-GAS HEAD TC BLU 1700. | 9.34
65324237 | D.H.W. LIMITER SET | 50.65
65324238 | CONTROL PANEL CMP2 MI/FFI | 176.91
65324242 | CONTROL PANEL DOOR ECOMAX ART.16040527 | 85.87
65324244 | CONTROL UNIT DMG 970 MOD03 | 367.2
65324245 | OIL PUMP RSA 95 ACW 7/16" | 529.83
65324246 | OIL PUMP RSA 125 ACW 7/16" | 406
65324247 | OIL PUMP RSA 95 070L3470 | 529.83
65324258 | ROD SUPP.-ADJUSTMENT TC R L 128 HOUS.D120 | 18.27
65324259 | ROD SUPP.-ADJUSTMENT TL R L 185 HOUS.D120 | 17.26
65324260 | ROD SUPP.-ADJUSTMENT TC R L 128 HOUS.D120 | 27.41
65324261 | ROD SUPP.-ADJUSTMENT TL R L 185 HOUS.D120 | 18.27
65324262 | ACTUATOR SQN 75.424 A21 12S | 207.06
65324264 | AIR RECYCLING D433X88 IN AL BLU 5000.1-6000 | 81.2
65324265 | CASING AIR D380/INSULATION AND GRID | 590
65324266 | COMBUSTION HEAD OILFLAM-MULTIFLAM 300.1-600.1 TL L | 274.96
65324267 | SLIDING TUBE HEAD MAIOR-OILFLAM 700 | 199
65324268 | NOZZLE ROD ADJUSTMENT RIFL.OILFL-MULTIFL.301 | 97.24
65324269 | NOZZLE ROD ADJUSTMENT RIFL. MAIOR-OILF. 701 | 134.28
65324270 | FLAME TUBE D270 L175 | 263.39
65324271 | FLAME TUBE D270 L333 | 577.03
65324272 | FLANGE D118/80X43 AGA TWIN | 17.5
65324273 | COVER HOUSING D 100 S-DRILLING SFORM. BLACK AGA | 5.99
65324274 | SUPPORT FLANGE HOUSING D 120 AGA TWIN HEAD | 39.18
65324275 | GASKET/FLANGE-HEAD 146X114X4 OBLO 105X66 | 1.32
65324276 | GROUP HEAD AGA TWIN BOILER MOD. 460 | 281.87
65324277 | CASING AIR HOUSING D260 PUMP D54 (2009) | 108.61
65324278 | LEVER SELECTOR LONG BLACK COMEPI ART.E | 22.33
65324279 | FUSE CARRIER OF CASING HK 520 04-1 10A | 13.2
65324282 | ADJUST ROD TC MULTIFLAM 50.1-70.1- | 50.75
65324283 | ADJUST ROD TL MULTIFLAM 50.1-70.1- | 80
65324286 | COMB. HEAD SHORT HEAVY OIL 2 STAGE MULTIFLAM 50. | 577.54
65324287 | HEAD LONG HEAVY OIL 2 STAGE MULTIFLAM 50. | 437.2
65324288 | BAFFLE PLATE D140/50 8SL 4DRIL. | 55.83
65324289 | GROUP NEEDLE OILFLAM 50.1-70.1-120.1 TC | 115.71
65324290 | GROUP NEEDLE OILFLAM 50.1-70.1-120.1 TL | 115.71
65324291 | CASING AIR FOR SHELL D.380 GAS | 583.83
65324292 | SLIDING TUBE HEAD MAIOR-OILFLAM 300.1-600 | 38
65324294 | GROUP CPL. PLUG AIR FUS 630-710 | 131.95
65324295 | SUPPORT HEAD MULTICALOR 800.1 MD | 287.35
65324296 | ROD HEAD BR.MULTICALOR 800.1 MD | 111.65
65324297 | COMBUSTION HEAD GAS 800.1 MD | 1301.94
65324298 | OIL COMBUSTION HEAD L 800.1 MD | 490.75
65324299 | SLIDING TUBE HEAD FIOUL 800.1 MD | 38
65324300 | NEEDLE CONTROL NOZZLE D6/14 M8 L1425 | 53.8
65324301 | FLAME TUBE D370/350/420 L1260 | 1815.23
65324304 | GROUP OIL CONTROLLER MAIOR PR 400-600.1 | 451.68
65324305 | GROUP HEAD BLU 4000.1 TL | 852.6
65324309 | OIL PUMP BFP 21 R3 071N0167 | 84.25
65324310 | TUBE PUMP /NOZZLE ROD D4X1 L 315 MAX 4-8 WASTE SPECT | 18.68
65324311 | CERAMIC INSULATION BOILER COMB.INST/26 | 37.56
65324312 | SPINDLE / PUMP-FAN WHEEL D14X60 | 54.4
65324313 | NIPPLE GASTRAIN 2 L 450 FLANGE HOUSING | 181.48
65324314 | NIPPLE GASTRAIN 2 L 580 FLANG.HOUS.321 | 187.17
65324315 | NIPPLE GASTRAIN 2 1-2 FLANGE L | 231.42
65324316 | NIPPLE GASTRAIN 3 FLANGE L 57 | 210.71
65324317 | NIPPLE 3 WITH FLANGE 2 1-2 L 669 | 328.15
65324318 | NIPPLE 3 WITH FLANGE 3 L 668 BLU | 330.99
65324319 | NIPPLE GASTRAIN 2 1-2 HOUSING D630 F | 428.03
65324320 | NIPPLE GASTRAIN 4 FLANG.+2CURVE | 415.14
65324321 | REDUCTION SLEEVE DN125-DN100 FLANGE | 337.08
65324322 | PACKAGING HOUSING D630 | 1699.01
65324323 | NIPPLE 3 WITH FLANGE 3 L 768 | 228.07
65324324 | TUBE ATTACHE GASVALVE MAX GAS 170-250 | 18.88
65324325 | FLANGE D61/16X5 ADAPTER GASTRAIN | 34
65324326 | REDUCTION SLEEVE M-F 3/4 X1/2 (Fig.241) | 16.44
65324329 | TUBE BOND COMB. HEAD/JACK MAX P25 AB HS | 23.6
65324330 | TUBE BOND SOLEN. VALVE/JACK | 82.32
65324331 | IGNITION ELECTRODE D10X100 d6,4 D3X7 | 21.32
65324332 | SUPPORT GROUP CAM MULTICALOR PR | 303
65324333 | SPINDLE / ACTUATOR-CAM 19X233 D10 HEX. | 30.45
65324334 | SUPPORT ADJUSTMENT OF PRESSURE MAIOR PR HOUSING D280 | 101.5
65324335 | FORCH FOR TIRANT D.8+ MOLETTE | 6.19
65324336 | CARDAN OF RETURN MAIOR-OILFLAM HOUSING D260- | 35.53
65324338 | BURNER FLANGE D90 EXT.D130/170 | 12.99
65324339 | TUBE BOND ELBOW-GAS HEAD BLU 500.1-10 | 6.29
65324340 | TUBE BOND ELBOW-GAS HEAD BLU 500.1-10 | 9.95
65324341 | ADJUST ROD HEAD GAS BLU 500.1-100 | 20.3
65324342 | ADJUST ROD HEAD GAS BLU 500.1-100 | 17.26
65324343 | FLAME TUBE D142/170/146 L210HOUS.d260 | 388
65324344 | FLAME TUBE D142/170/146 L430HOUS.d260 | 223.81
65324345 | BAFFLE PLATE D145/31 156+4DRIL. | 60.7
65324346 | FLAME TUBE D162/190/154 L210HOUS.d260 | 376
65324347 | FLAME TUBE D162/190/154 L430HOUS.d260 | 425
65324348 | CASING AIR MAX 1 COOKER | 97.44
65324349 | FLAME TUBE D89 L73 SILEN. | 123.83
65324350 | GROUP HEAD BLU 500.1 TL NATURAL GAS (BAA02112) | 307.55
65324351 | GROUP HEAD BLU 700.1 TC NATURAL GAS (BAA02115) | 375.55
65324352 | GROUP HEAD BLU 500.1 TL NATURAL GAS (BAA02112) | 385.7
65324353 | GROUP HEAD BLU 700.1 TL NATURAL GAS (BAA02115) | 385.7
65324354 | GROUP HEAD BLU 1000.1 TC NATURAL GAS (BAA02113) | 380
65324355 | GROUP HEAD BLU 1000.1 TL NATURAL GAS (BAA02113) | 380
65324356 | GROUP HEAD BLU 1400.1 TC NATURAL GAS (BAA02114) | 406
65324357 | CASING AIR D320 W. INSULATION AND GRID | 520
65324358 | SPINDLE/COUPLING PUMP-FAN WHEEL D14X186 | 25.38
65324359 | GAS CONNECTING VENTURI MAX GAS 170-250 BM2 | 61.92
65324360 | AIR RECYCLING HOUS.D 260/FAN WHEEL D | 8.12
65324363 | FLAME TUBE D89/54/88 L158 | 146.16
65324364 | COUPLING D53/65/20X40 PUMP/MOTOR | 173.46
65324365 | SUPPORT HEAD MAX ECO-BLU. | 50.75
65324366 | CASING AIR MAX 4 LOW NOX FUS | 28.42
65324368 | O-RING 75X38,5X3,5 GAS COVER | 7.5
65324369 | IGNITION ELECTRODE D8X75 D1,65X10 L 625 d4 | 23
65324371 | IONISATION PROBE D8X75 D1,5X45 L 500 d6,4 | 8.12
65324412 | O-RING 2031 D7,66X1,78 VITON | 1.52
65324414 | UNION/OIL HOSE TN 14X1200 F-3 3 -8X1-2 | 5.53
65324415 | UNION/OIL HOSE TN 24X1500 F-3 1 X3/4 | 7.11
65324416 | SPRING DE16.5 DI13.5 L 55 KERO HYDRAULIC | 29.13
65324417 | COIL DUN N° 1230 MBDLE420 | 649.6
65324419 | BLOCK 41X50X8/ADJUST HEAD+SIGHTING | 11.44
65324420 | AUXILIARY SWITCH AEG HS05K22-SH (2NC+2 | 24.36
65324422 | TUBE SUPPORT HEAD MULTIFLAM 700.1-1200 | 286.03
65324423 | ADJUST ROD HEAD L 485 MULTIFLAM 700.1-12 | 101.5
65324424 | HEAD MULTIFLAM 700.1-1200.1 CPL | 1239.82
65324425 | COMBUSTION HEAD 1M 1R D12 L 485 ZB | 361.14
65324426 | TUBE/HEAD L 485 MAIOR-OILFLAM 700.1-120 | 56.84
65324427 | NOZZLE ROD ADJUSTMENT RIFL.MAIOR-OILFL.XTEST | 135.6
65324428 | THERMIC RELAY AEG B18K-320 25-32A | 116.73
65324434 | ROD SUP.HEAD D12X807 BLU 5000.1-6000.1 | 74.1
65324435 | FLAME TUBE D270/320/290 L633 | 617.53
65324436 | SPACER FAN WHEEL/MOTEUR 15 KW AND 18.5 KW | 19.1
65324438 | CLP. WIRING AGA 880-8120-8151 | 305.01
65324439 | GROUP HEAD BLU 500.1 TC LPG | 385.7
65324440 | SET CASING WITH FLAP HOUSING D380 GAS | 1290.07
65324441 | GROUP HEAD BLU 700.1 TC LPG | 385.7
65324442 | GROUP HEAD BLU 500.1 TL NATURAL GAS | 385.7
65324443 | GROUP HEAD BLU 700.1 TL NATURAL GAS | 385.7
65324444 | FLAME TUBE D142/160/145 L210HOUS.d260.1 | 494
65324445 | FLAME TUBE D142/170/156 L210HOUS.d260 | 189.91
65324446 | FLAME TUBE D142/160/145 L430HOUS.d260.1 | 528
65324447 | FLAME TUBE D142/170/156 L430HOUS.d260.1 | 459
65324448 | GROUP HEAD BLU 1000.1 TC LPG | 380
65324449 | GROUP HEAD BLU 1400.1 TC LPG | 406
65324450 | GROUP HEAD BLU 1000.1 TL NATURAL GAS (BAA02113) | 380
65324451 | GROUP HEAD BLU 1000.1 TL LPG | 380
65324452 | GROUP HEAD BLU 1400.1 TL LPG | 406
65324453 | FLAME TUBE D162/190/168 L210HOUS.d260 | 376
65324454 | FLAME TUBE D162/200/182 L345HOUS.d260 | 376
65324455 | FLAME TUBE D162/190/168 L430HOUS.d260 | 425
65324456 | GROUP HEAD OILFL.300.1 2F TCHOUS.320 | 967.9
65324457 | GROUP HEAD BLU 1000.1 TL NATURAL GAS | 380
65324458 | GROUP HEAD BLU 1000.1 TL LPG | 380
65324459 | GROUP HEAD BLU 1200.1 TC LPG | 406
65324461 | AIR FLAP HOUSING D260 (2009) | 46.08
65324462 | PIPE GLICODUR PCM 081008B | 1.34
65324464 | FAN WHEEL D710/350X81 D60MOT.55KW | 2770.34
65324465 | AIR RECYCLING D550/340 FAN WHEEL 710 MOT.45KW | 129.92
65324466 | FLANGE D820/500X2,5 FAN SCOOP | 145.86
65324467 | CASING FOR SHELL D.710 (2007) | 1961.49
65324468 | KEY SELECTOR W. RETURN A DX COMEPI | 47.71
65324469 | SUPPORT HEAD MAIOR-OIL.1800.1 ON CONNECTING PIECE | 959
65324470 | WAISTBAND D435X200/SETTING AIR | 220.86
65324471 | HEAD M.-OIL.1500.1-1800.1-2000.1 L 735 | 760
65324472 | BAFFLE PLATE D400/89X25 16SL | 285.52
65324473 | BAFFLE PLATE HOLDER OIL.1800.1 PILOTA GAS | 827.23
65324474 | NOZZLE CARRIER 72.5 1M-1R(THREAD) M35X1.5 | 661.37
65324475 | TUBE FOR HEAD L 735 MAIOR-OILFL.1500.1- | 238.53
65324476 | NOZZLE ROD ADJUSTMENT RIFL.OILFLAM 80.1 PR-S | 139.46
65324477 | FLAME TUBE D551/450 L650 | 1590
65324478 | GASKET/BURNER FLANGE 765X765X10 D560 | 321.35
65324479 | COUPLING D53/65/38X72 PUMP/MOTOR | 136.52
65324481 | TANK HEATER D273XLG1115 OIL.700.1-800.1 (4 | 2230
65324482 | TANK HEATER D273XLG1390 OILFLAM 1000.1 P | 2370
65324483 | PUSH BUTTON BLACK COMEPI ART.ECX1100 | 10.15
65324484 | AIR PRESS.SWITCH DL 11 K-4 1-10MB | 45.68
65324490 | COVER HOUSING D380 (RED) | 55.83
65324491 | TUBE SUPPORT HEAD LONG MULTICALOR 300.1- | 330.89
65324492 | ROD SUP.HEAD D12X607 BLU 5000.1-6000.1 | 60.9
65324494 | HEAD FIOUL MULTICALOR PR 300-600.1 TC | 960
65324495 | COVER INF. CONNECTING PIECE T.SEPAREE 28 | 191.33
65324496 | COVER SUPPORT CONNECTING PIECE T.SEPAREE 28 | 191.33
65324497 | IGNITION ELECTRODE D10X150 d6,4 D3X85 70° R+L | 19.29
65324498 | SHUTTING SHEET LEVIERRISMO AIR FLAP MAX160 | 2.84
65324499 | SUPPORT HEAD MAIOR-OILFLAM 3000.1 | 298.61
65324501 | BAFFLE PLATE D444/110 312DRIL. | 386.92
65324502 | FLAME TUBE D719/675 L550 | 2764.56
65324505 | NOZZLE CARRIER 72.5 1M-1R(THREAD) M35X1.5 | 661.37
65324506 | TANK HEATER D273XLG1390 OIL.1000.1-3000.1 | 7150
65324507 | GASKET/BURNER FLANGE 944X944X10 D730 | 163.42
65324508 | SHEET SUPPORT COVER HOUSING D120 MAX 4-8-12 | 11.57
65324509 | FLAME TUBE D89 L98 SILEN.TYP4 | 46.69
65324510 | ROD SUPPORT T.C. MAIOR PR45-MAIOR PR12 | 76.13
65324511 | ROD SUPPORT T.C. MAIOR PR60-MAIOR PR80 | 158
65324512 | ROD SUPPORT T.L. MAIOR PR60-MAIOR PR80 | 52.78
65324513 | ROD SUPPORT T.L. MAIOR PR120 | 195
65324514 | NOZZLE CARRIER MAIOR PR45-120 | 203
65324515 | HOLDER ELECTRODE / BAFLE PLATE MAIOR 2F | 102.52
65324516 | COUPLING D48/19/6,5X22 FAN WHEEL D250X84 | 135.71
65324517 | ELECTRIC TERMINAL BURNER M.NOVA L-038 C.FOND | 263.19
65324518 | BLOWER NRG 118/0800 | 317.29
65324519 | DYSPLAY M.NOVA F047-1+STICKER | 114.39
65324520 | GASKET/BURN.FLANGE 335/280X265/175X8 | 16.75
65324527 | TUBE SUPPORT HEAD HOUSING D180BLU 350 TL COMBA | 21.32
65324528 | IGNITION ELECTRODE D10X150 d6,4 D3X97 90+90° | 22
65324529 | IONISATION PROBE D10X150 d6,4 D3X136 90° | 21.5
65324531 | BLOCK 30X20X41 SPINDLE/AIR FLAP | 35.02
65324532 | TUBE SUPPORT HEAD BLU 15000.1 CPL | 269.69
65324533 | PIPE SLIDING BAND BLU 1500 | 107.39
65324534 | COMBUSTION HEAD BLU 15000.1 CPL | 1369.84
65324535 | TERMINAL OUTLET GAS HEAD BLU 15000.1 | 335.46
65324537 | SILENCER HOUSING D710 | 2177.18
65324539 | CAP COMB. HEAD B350.1-400.1M.GAS350-500 | 33.8
65324541 | CLOSING PLATE ADJUSTMENT AIR FLAP 2F MA | 2.82
65324543 | NOZZLE CARRIER MULTICALOR MD GAS-OIL | 158.34
65324544 | CONTROL UNIT OBC 82.10 | 153
65324546 | PLUG-IN BASE BHO WIRING KIT | 142.1
65324547 | IGNITION TRANSFO. ZT815 120V | 217
65324548 | OIL PUMP RSA 40 CW 7/16" | 284.2
65324549 | OIL PUMP RSA 60 CW | 375.55
65324552 | CABLE IGNIT.TRANSFO+PLUG 3P/052F000 L250 | 18.27
65324553 | CABLE IGNIT.TRANSFO+PLUG3P/052F5004 L500 | 18.27
65324554 | PHOTOCELL QRA 10 C | 639.45
65324556 | TOOL PACK N.12 - RAYBURN 660K | 60.9
65324558 | AIR GUIDE BLU 350.1-400.1 | 21.32
65324559 | TUBE SUPPORT TC COMB. HEAD-GASTRAIN | 79.17
65324560 | TUBE SUPPORT TL COMB. HEAD-GASTRAIN BLU 350.1-4 | 79.17
65324561 | COMBUSTION HEAD BLU 400.1 | 40
65324562 | ADJUST ROD TC BLU 350.1-400.1 | 26.39
65324563 | ADJUST ROD TL BLU 350.1-400.1 | 27.41
65324564 | TUBE D.12 BAFFLE PLATE GAS HEAD BLU 400.1 | 2.82
65324565 | PIPE D33/29/5,5X10 8 DRIL. D1,5 LPG | 10.15
65324567 | BAFFLE PLATE D120/30X25 62DRIL. | 55.83
65324568 | FLAME TUBE D157/126 L183 | 180.67
65324569 | FLAME TUBE D157/126 L318 | 152.76
65324570 | HOUSING DRILLING GAS BLU 170-250-350 P | 132.76
65324571 | STICKER COMBUS/COVER 130X30 BURNER ECOS | 2.29
65324572 | COVER OIL MAX HOUSING 160 GREY GLITER | 28.42
65324574 | SUPPORT OF HEAD MAIOR-OILFLAM 700. | 119.97
65324576 | TUBE SUPPORT HEAD MAIOR-OILFLAM 7-1200.1 | 70
65324577 | CROSSPIECE CENTRING HEAD OILFLAM 700.1- | 215.08
65324578 | WAISTBAND D306X80/SETTING AIR-FLAME TUBE | 40.6
65324579 | ADJUST ROD BAND MAIOR-OILFLAM P700.1- | 134.79
65324580 | ADJUST ROD TL MAIOR P700.1 | 203
65324581 | FLAME TUBE D363 L326 FLANGE 505X503 | 670.31
65324583 | TUBE SUPPORT TC COMB. HEAD-GASTRAIN | 79.17
65324584 | TUBE SUPPORT TL COMB. HEAD-GASTRAIN BLU 350.1-4 | 79.17
65324585 | ADJUST ROD TC BLU 350.1-400.1 | 26.39
65324586 | ADJUST ROD TL BLU 350.1-400.1 | 27.41
65324587 | TUBE D.12 BAFFLE PLATE GAS HEAD BLU 400.1 | 2.82
65324588 | PIPE D12/7X7 DRIL. D2,7 LPG | 10.15
65324590 | BAFFLE PLATE D120/30X25 62DRIL. | 55.83
65324592 | FLAME TUBE D157/126 L318 | 152.76
65324593 | TUBE SUPPORT HEAD LONG MULTICALOR 170.1- | 295.06
65324594 | GAS VALVE VAS240 R-NW RP1"1/2 | 284.2
65324595 | COIL KRS FOR VAS-VCS240 | 321.04
65324597 | NIPPLE GASTRAIN 2X120 ATT.1-2/MUL | 214.42
65324598 | ELECTROPUMP EMS13.6500 MOTOR 7,5KW | 26586.4
65324599 | GAS VALVE VAS125 R-NW RP1" | 242.59
65324600 | CABLE HEATER SPC 1 | 25.38
65324601 | CONNECTOR DUNGS GREY art.932-643-206 | 5.08
65324602 | MOTOR 0,55KW220V D12,7 F0 | 355.25
65324603 | SET LONG HEAD MAXFLAM | 394.53
65324604 | ROD NEEDLE L 225,5 GROUP HEAVY OIL MAXFLAM | 33.5
65324605 | ROD NEEDLE TL GROUP HEAVY OIL MAXFLAM | 54.81
65324606 | FLAME TUBE D115/130/120 L337 | 346
65324607 | GROUP HEAD BLU 350.1P TC LPG SR220-60 | 299.43
65324608 | GROUP HEAD MULTICALOR 300.1 PR-AB TC | 1716.97
65324609 | FLAME TUBE D215/156/200/182 L600 | 467.2
65324610 | ADJUST ROD TL BLU 1700.1 R | 85.77
65324611 | TUBE BOND ELBOW-GAS HEAD TL BLU 1700. | 16.34
65324612 | OIL HOSE NW4 G1/4-G3/8+UNIONS | 25.38
65324613 | LEVER MAX HOUS.160 | 18.1
65324614 | CASING AIR HOUSING D260 MULTIC.45-100 (2009) | 108.61
65324615 | IGNITION ELECTRODE D10X100 d6,4 D3X61 70° R | 16.5
65324616 | IGNITION ELECTRODE D10X100 d6,4 D3X58 75° L | 16.5
65324617 | CABLE SOL.VALVE+PLUG3P 3X0,75 L500COD071 | 6
65324618 | CABLE SOL.VALVE+PLUG 3P 3X0,75 L460 | 4.06
65324619 | OIL HOSE OIL ART.6400-60202-60202-520 | 23.35
65324620 | FLANGE SV505/507 RP1/2" | 39.59
65324621 | FLANGE SV515/520 RP1"1/2 | 32.48
65324622 | FLANGE SV515/520 RP1"1/2 | 32.48
65324623 | COIL KRS FOR VAS-VCS125 | 314.65
65324625 | COUPLING D10 WITH KEYWAY 3X3 L16 M6 | 142
65324626 | COIL DAN 11R3 BFP1 43-145 110V 50/60H | 62.73
65324627 | COVER NEUTRE RED MAX HOUSING D160 | 14.21
65324628 | MOTOR 0,25KW110V D12,7 CD42/2197-32 | 162.4
65324629 | COIL DEL F84 11VA 120V 50/60H | 61.61
65324630 | FLAME TUBE D240/290/260 L1260 | 1482.31
65324633 | PROTECTION CASING AIR HOUSING D710 | 936.95
65324634 | GROUP HEAD OILFLAM 400.1 TC HOUSING D320 | 1618.93
65324635 | UNION CL ART. 2013 1/2 | 9.34
65324637 | CAP CL ART. 2613 1-8 F. . | 2
65324638 | FLAME TUBE D125/95 L197 REF.371417 | 84.25
65324639 | LIGHT SELECTOR 0-I NEUTRE COMEPI ART | 24.36
65324640 | TUBE SUPPORT HEAD MULTIFLAM 170.1-200. | 197.93
65324641 | TUBE SUPPORT HEAD MULTIFLAM 170.1-200. | 106.58
65324643 | ADJUST ROD TL MULTIFLAM 170.1-200. | 54.81
65324644 | HEAD MULTIFLAM 170.1-200.1 TC CPL | 1427.6
65324645 | HEAD MULTIFLAM 170.1-200.1 TL CPL | 914.82
65324646 | COMB. HEAD SHORT HEAVY OIL 2 STAGE MULTIFLAM 170 | 606.16
65324647 | HEAD LONG HEAVY OIL 2 STAGE MULTIFLAM 170 | 308.05
65324648 | BAFFLE PLATE D200/60 8SL 4DRIL. | 94.4
65324649 | TANK HEATER MULTIF.170.1/200.1 | 730.8
65324650 | OIL HOSE 1-2 MF-FG (500-1000) YELLOW | 55.72
65324651 | PROTECTION CASING AIR HOUSING D710 | 111.65
65324652 | AIR RECYCLING HOUS.D 260 KOREA | 37.05
65324654 | SET PUMP BFP10 ASSEMBLATA | 182.6
65324655 | COVER BURNER PELLET | 94.8
65324656 | SHEET COVER MELTING POT BURNER P | 36.54
65324657 | SUPPORT MELTING POT BURNER PELLET | 119.67
65324658 | TUBE CHARGE AND RALENTISSEUR BURNER PELLET | 64.96
65324659 | MELTING POT AND SPINDLE ACTUATOR BURNER PEL | 112.46
65324660 | SUPPORT COVER AND PRECAB.BURNER PELLET | 135
65324661 | CLP. WIRING BURNER A PELLET M.NOVA | 393.82
65324662 | GASKET/CHARGE TUBE D96/70X3 PELLET | 5
65324664 | SHEET ANG.CROG.E RASCH.CEN.BURNER PELLE | 75.11
65324665 | LAM.INCL.CROG.E LAM.BURNER SOLO PELLET | 42
65324666 | TUBE FL.POUR PHOTOCELL BURNER SOLO PELLET | 76.13
65324667 | TUBE FL.CAND.E RACC.FIXE CAND.ACC.BURNER | 100.1
65324669 | ELECTRIC TERMINAL AND COVER BURN.M.NOVA L-038 | 285.62
65324670 | SUPPORT DISPL.E SUPPORT RINF.TOLE DISPL. | 43.14
65324671 | CONNECTOR FOR THERMOSTAT VERTICALE SM36 | 24.46
65324672 | ADJUST ROD HEAD MULTICALOR 7000.1-12000.1 | 159.46
65324673 | COMBUSTION HEAD 2M 2R D12 L 605 ZB | 1296.76
65324676 | TUBE HEAD MAIOR-OILFLAM 300.1-1200.1 | 38
65324683 | MOTOR 0,74KW110V D19 60H T31/3018-54 | 497.35
65324684 | MINICONTACTOR TRIPOLAIRE BG0910A 110-50-60H | 37.56
65324691 | SCREW FIXING GAS HEAD MAX D200 | 18.27
65324692 | ADJUST ROD HEAD SHORT GAS MAX D200 | 21
65324693 | ADJUST ROD HEAD LONG GAS MAX D200 | 21
65324694 | COMBUSTION HEAD POST MAX D200 CPL | 35
65324695 | WARNING LIGHT OMEGA KL09248X2BY | 14.7
65324696 | SWITCH BIPOLAR OMEGA ON-OFF KB24448AOBB | 7.41
65324697 | SELECTOR UNIPOLAR OMEGA COD.KB11248COBB | 7.41
65324698 | MOTOR 0,3KW230V D12,7 | 172.55
65324699 | MOTOR 0,55KW230/400V D12,7 F0 | 192.85
65324700 | O-RING 3168 D42,52X2,62 NBR | 0.85
65324701 | JUNTA PARA MAX P-45 | 7.61
65324702 | ELBOW SUPPORT GAS HEAD MAX D200 | 29.94
65324703 | CASING AIR MAX D201 | 25
65324704 | COVER SIDE AIR AND LEVISMO MAX D200 | 8.12
65324705 | COVER PANEL ELECTRIC MAX D200 | 31.06
65324706 | FLAME TUBE D157/126 L185FLANGEd178 | 132.76
65324707 | FLAME TUBE D157/126 L345FLANGEd178 | 152.76
65324708 | BAFFLE PLATE D120/30X25 62DRIL. | 55.83
65324709 | FAN WHEEL D180 X80 D12,7 | 20.91
65324710 | FAN WHEEL D200 X80 D12,7 | 50.75
65324711 | TUBE BOND HEAD SHORT GAS MAX D200 | 3.45
65324712 | TUBE BOND HEAD LONG GAS MAX D200 | 4.82
65324713 | TUBE D14X1 BAFFLE PLATE GAS MAX 500 NATURAL GAS | 8
65324714 | TUBE D14X2 BAFFLE PLATE GAS MAX 350 NATURAL GAS | 8
65324715 | TUBE D14X3 BAFFLE PLATE GAS MAX 350/500 LPG | 8
65324716 | GAS NOZZLE NAT GAS BLU 350.1-400.1 350-500 | 22.13
65324717 | GAS NOZZLE LPG GAS BLU 350.1-400.1 350-500 | 38.57
65324718 | SET PLUG AIR MAX GAS 40-250 | 14.21
65324722 | GAS VALVE VCS125 R-LW RP1" | 506
65324723 | TUBE GASTRAIN MAX D200 | 82.11
65324724 | GAS VALVE VCS240 R-LW RP1"1/2 | 579
65324725 | GAS VALVE VCS350 R-LW RP2" | 1257.08
65324726 | GASKET/GASTRAIN 60X60X2 D44 | 4.06
65324727 | GROUP HEAD MAX GAS 350 NATURAL GAS | 350
65324728 | GROUP HEAD MAX GAS 500 NATURAL GAS | 350
65324729 | GROUP HEAD MAX GAS 350-500 NATURAL GAS -LPG | 350
65324731 | SQUARESUPPORT IGNITION TRANSFO. COFI 105X56 PREZ.2MM | 4.49
65324732 | PIPE SUPPORT BEARING/PROGR.D50X15 | 38
65324733 | GASTRAIN MAX 4 FIREBIRD 120/150 | 111.65
65324734 | GASTRAIN MAX 4 FIREBIRD 50/90-90/120 | 111.65
65324737 | TUBE SUPPORT COMB. HEAD-GASTRAIN SX MAXGAS 170-250TC | 55
65324738 | TUBE SUPPORT COMB. HEAD-GASTRAIN SX MAXGAS 170-250TL | 147.38
65324739 | TUBE PUMP /NOZZLE ROD D 4 X 1 NU | 125.15
65324740 | SOCKET 1-8 OT FOR TUBE PUMP /NOZZLE ROD D4 | 1.68
65324741 | GASKET D110/89X5 COOKER | 9.14
65324742 | UNION 1-8 OT FOR TUBE RAME D4 | 1
65324744 | CABLE GLAND TYPE PG 9 ART.163-M S9(BETTER | 19.6
65324745 | FLANGE 124X8D59 FIX.COIL | 9.14
65324746 | FLANGE 124X8 R30 FIX. COIL | 8.93
65324747 | O-RING 2081 D20,35X1,78 VITON | 3.42
65324748 | O-RING D18X3 NBR | 3.86
65324749 | GASKET/HOUSING-HEAD 69,5X61,6X2 D28 | 0.91
65324756 | NIPPLE GASTRAIN M.CALOR 2000.1 TS | 512.88
65324757 | FLAME TUBE D620/320 L380 | 2510
65324758 | FLAME TUBE D719/617 L340 | 2006.66
65324759 | SET CONNECTOR LANDIS AGG.5721 | 408.64
65324760 | GROUP HEAD MULTICALOR 70-100 PR-PR TL | 709.59
65324761 | GROUP HEAD MINOR 4.1 TL HOUS.D 125 | 170
65324762 | OIL PRESS.SWITCH SAUTER | 578.55
65324764 | PUSH BUTTON D.60 RED COMEPI ART.E | 40.6
65324765 | COVER INF. CONNECTING PIECE T.SEPAREE FUS | 60.9
65324766 | COVER SUPPORT CONNECTING PIECE T.SEPAREE FUS | 35.53
65324767 | CORNICE VIEW HT HOUSING D260-630 | 126.88
65324768 | SQUARE EL.LUME H=300 L 300 P=160 IP55 | 211.83
65324769 | HEAD FIOUL MULTICALOR PR 300-600.1 TL | 960
65324780 | BAFFLE PLATE D200/60 8SL 4DRIL. | 415.24
65324781 | SET CONVERSION BLU DE P A PAB CAS-AL | 654.17
65324783 | THERMIC RELAY AEG 5,5-8A E-NR-910-343-11 | 52.78
65324784 | FAN WHEEL D280/220X120 D38 | 153.77
65324785 | MANOMETER GAS CEWAL 0-4bar D.63 coD.9147 | 15.73
65324786 | OIL HOSE 1 MF-FG (1000-2000) YELLOW | 111.65
65324788 | FLAME TUBE D442 L228 FLANGE 505X503 | 529.83
65324789 | SPINDLE / AIR FLAP D8X405 M6 17° | 13.7
65324790 | FLAME TUBE D233 L123 FLANGE | 553.18
65324792 | SET SHORT HEAD 2 STAGE OILFLAM 300.1 C | 371.39
65324793 | NOZZLE CARRIER 3 STAGE MULTICALOR 400.1-5 | 132.36
65324794 | GROUP HEAD MAX GAS 40-120 L.NOX LPG | 215
65324795 | GROUP HEAD MAX GAS 170-250 LOW-NOX LPG | 170
65324796 | CASING AIR MAX GAS 70-120 BI | 53.5
65324797 | GROUP HEAD DUAL 4 TC HOUSING D 180 | 346.72
65324798 | CONTROL UNIT ETAMATIC S.663R1102DE | 8576.75
65324799 | ELECTRIC TERMINAL LAMTEC BUS 663R0403ETA | 3661.71
65324800 | PHOTOCELL FFS 06 659R3009 | 3072.81
65324801 | FLANGE LAMTEC 659R0108 | 179.55
65324802 | ACTUATOR 662 R2127 | 1261.34
65324803 | ACTUATOR 662 R2111 N | 1645.42
65324806 | HEAVY OIL FILTER 3/4 70104-03 | 83.64
65324807 | ADJUST ROD T.C. MAIOR P300.1-P4 | 64
65324808 | FLAME TUBE D240/220/290/260 L388 | 1030.12
65324809 | GROUP HEAD MAIOR P 1000.1 PR-MD TC | 4506.8
65324810 | HOUSING DRILLING D.280 OILFLAM | 446.6
65324812 | CASING AIR HOUSING D260 MULTIC.45-100 (2009) | 108.61
65324813 | CASING FOR SHELL D380 SHEET OIL | 266.44
65324814 | CONTACTOR TRIPOLAIRE BF0910 A230 | 50.75
65324815 | FLAME TUBE D270/320/290 L414 | 1329.04
65324816 | FLAME TUBE D270/320/290 L614 | 1306
65324817 | TANK HEATER MULTIF.500.1/600.1 | 2230
65324821 | GROUP HEAD MULTICALOR 45 TL HOUSING D 260 | 666.96
65324822 | CLP. WIRING BLU 3000.1-6000.1 PR-MD LFL (T | 804.29
65324823 | DRY ROOM GT480..740 REF.RPZZ03191 | 678.83
65324824 | ADJUST ROD T.C. MAIOR P150.1-P2 | 64
65324825 | ADJUST ROD T.L. MAIOR P150.1-P2 | 64
65324826 | FLAME TUBE D270/320 L398 | 856.36
65324828 | UNION CL ART. 2003 1/8 | 3.43
65324829 | OIL PUMP BMF 35 | 1901.4
65324830 | OIL PUMP BMF 15 M/V | 1661.05
65324831 | OIL PUMP MBM 100 CV | 5907.6
65324832 | FILTER SELF-CLEANING PL BP 2" 150W 500 | 3134.32
65324834 | DRY ROOM GT210..360 - RPZZ03190 | 444.37
65324835 | SWIRLER 4T GT290-610 R103368 C5 | 166.76
65324836 | SWIRLER 4T GT740 R103369 C5 | 192.55
65324837 | DOOR CPL. GT480 - R99457121 | 1134.36
65324838 | CLP. WIRING BLU 170-250-350 PAB LGB21 (C4) | 150.63
65324839 | FLAME TUBE D216/270 L371 | 505
65324840 | SWIRLER D158/123 16SL H31 40° | 88.31
65324841 | UNION ADATT.DIR.1-8(CONED)-1-8(CILIND.+S | 2.33
65324842 | CABLE SOL.VALVE+PLUG 3P 3X0,75 L500 | 8.12
65324852 | MOTOR 1,5KW440V D24 60H T44/6 2 P | 761.25
65324853 | NAMUR PROBE LAMTEC 663R8103 | 563.63
65324854 | RESISTOR 18 KW 440 V 60 H | 1816.85
65324855 | IGNITION ELECTRODE D10X100 d6,4 D3X57 55° R+L | 20.3
65324856 | FLAME TUBE D89 L230 | 124.9
65324859 | GASKET D3 L800 EPDM | 1.06
65324860 | NOZZLE ROD MAX D200 OIL | 26.39
65324861 | ADJUST ROD HEAD SHORT MAX D200 OIL | 21
65324862 | ADJUST ROD HEAD LONG MAX D200 OIL | 21
65324863 | IGNITION CABLE D4/D4 L950 | 3.45
65324864 | MOTOR 0,37KW230V D12,7 | 223.3
65324865 | MOTOR 0,55KW230/400V D12,7-54 | 294.35
65324866 | FLAME TUBE D140/160/137 L185FLANGEd178 | 267.76
65324867 | FLAME TUBE D155/160/137 L375FLANGEd178 | 285
65324868 | BAFFLE PLATE HOLDER/ELECT.MAX D200 OIL | 34.51
65324869 | BAFFLE PLATE D127/40X13 12/24SL | 25.88
65324870 | AIR BOX+INSULATION MAX D200 | 41.62
65324872 | TUBE PUMP /NOZZLE ROD JACK-V2 MAX D200 OIL | 20.7
65324873 | TUBE PUMP /NOZZLE ROD-V1 MAX D200 OIL | 4.57
65324874 | OIL HOSE TC MAX D200 OIL L 510 | 29.94
65324875 | OIL HOSE TL MAX D200 OIL L 650 | 77.75
65324876 | SPINDLE / AIR FLAP D8X355 | 23.85
65324877 | SPINDLE / AIR FLAP D8X345 M6 | 50.75
65324878 | SPINDLE / ACTUATOR-CAM 19X135 D10 HEX. | 25.07
65324879 | FLAME TUBE D139/160 L215HOUS.d180 | 133.37
65324880 | CASING INTAKE SNORKEL D.60 (PRINTED) R | 25.07
65324881 | FLAME TUBE D150/126 L185FLANGEd178 | 263.19
65324884 | OIL HOSE PIPE IND-C-455542 L 440MM | 49.74
65324888 | BAFFLE PLATE HOLDER-ELECTRODE MAIOR | 223
65324889 | COMBUSTION HEAD 2M 2R D12 L 485 ZB | 1296.66
65324890 | NOZZLE CARRIER 2M-2R (THREAD) 7-8 UNEF | 346.62
65324896 | IGNITION ELECTRODE D10X100 d6,4 D3X63 70° R+L | 29
65324899 | UNION/OIL HOSE 66X36 1-2 X3-4 | 50.75
65324900 | GROUP HEAD MAIOR TS P 400.1 AB TC | 772.62
65324901 | GROUP HEAD CR 60 H204 T2 230-400-50 | 1447.29
65324902 | STICKER WEIZER/COVER HOUSING D125 D180/CO | 1.83
65324904 | TUBE SUPPORT HEAD MULTIFLAM 1200.1 LMV52 | 324.8
65324905 | NOZZLE CARRIER 1M-1R (THREAD) 7-8 UNEF | 336.68
65324907 | RESISTOR 30 KW 440 V 60 H | 2973.95
65324908 | CARRIER HOLDER BEARING HEAD BLU 8000 | 21.32
65324909 | WAISTBAND D310X120/SETTING AIR | 111.65
65324914 | SPEED DRIVES ACH550 22KW | 11817
65324915 | ENCODEUR TOUR MOTOR AGG5.310 | 569.92
65324916 | SUPPORT HEAD BLU 4000.1 TL LMV CPL | 294.35
65324917 | COMBUSTION HEAD BLU 4000.1 LMV | 527.8
65324918 | SPEED DRIVES ACH550 7,5KW | 4635
65324919 | ENCODEUR TOUR MOTOR AGG5.315 | 569.92
65324921 | SCREEN PHOTOCELL D10X2 MAX D120 HT | 0.68
65324922 | TUBE SUPPORT PHOTOCELL MAX D120 HT | 6.5
65324923 | ELASTIC RING D10,4X1 | 1
65324924 | REDUCTION SLEEVE FOR FIXING ACTUATOR SQ | 23.35
65324926 | COVER SUPPORT HOUSING D 260 OILFLAM 50-120 | 19.79
65324927 | TUBE SUPPORT HEAD MAIOR-OILFLAM 50.1-120.1 | 21.32
65324928 | GROUP HEAD MAX 20 TL BM2 | 195
65324929 | GROUP HEAD BLU 170 TL NATURAL GAS HOUSING D 180 | 314.65
65324930 | GROUP HEAD OILFLAM D 50.1/120.1 TL | 1086.05
65324931 | TOOL PACK N.7 - RAYBURN 880K | 71.05
65324934 | FAN WHEEL D710/360X200 D55MOT.45KW | 2562.16
65324935 | CONTACTOR TRIPOLAIRE 11BF6500230 | 462.74
65324936 | THERMIC RELAY 11RF95382 60-82 A | 259.13
65324937 | MOTOR 1,1KW440V D19 60H T31/3038-54 | 548.1
65324939 | TRANSFORMER TROPICALISED 550 VA PRIM.480 V. SEC.230 V | 390.06
65324940 | GROUP HEAD MINOR COMPACT 20 25 | 145
65324941 | SET ACCESS.MINOR 30.1TC EAC.REF.3141283 | 64.96
65324944 | SET ASS.ADJUSTMENT AIR FLAP WITH ENGRENAGE MAX | 115.3
65324951 | SQUARE SUPPORT PROBE THERMOMETER HEATER | 8.5
65324952 | SUPPORT ELECTRIC TERMINAL HEATER TYPE 4 45X55 | 10
65324954 | ADAPTER VPS/GAS VALVE VC | 107.18
65324961 | SOCKET TIGHTENING UP TUBE G3-4 OT | 3.05
65324964 | AIR FLAP | 54.61
65324965 | FLAP INTERNAL ADJUSTMENT AIR D113 | 35.02
65324966 | IGNITION TRANSFO. TRK31 30CHD230V | 62.93
65324968 | MOTOR 0,09KW230V D12,7 SEALED | 116.73
65324971 | GASKET/BURNER FLANGE 340X330X10 D220 | 15.23
65324978 | CASING FOR SHELL D630 330MM SHEET | 664.42
65324981 | FLAME TUBE D418 L228 FLANGE 505X503 | 256.8
65324982 | FLAME CUP D420/380 L467 | 791.4
65324983 | GASKET/BURNER FLANGE 505X503X4 D444 | 30.45
65324995 | BAFFLE PLATE D80/26X58 8SL | 24.5
65324996 | BAFFLE PLATE D80/26X58 8SL 8DRIL. | 47.71
65325002 | GROUP HEATER OILFLAM 20 | 913.5
65325004 | IGNITION ELECTRODE D10X100 d6,4 D3X62 60° R+L | 30
65325007 | OIL HOSE PIPE IND-C-455543 L 440MM | 53.8
65325008 | OIL HOSE PIPE IND-C-455544 L 440MM | 55.83
65325009 | OIL HOSE PIPE IND-C-455545 L 600MM | 55.83
65325010 | OIL HOSE PIPE IND-C-455546 L 600MM | 49.74
65325011 | OIL HOSE PIPE IND-C-455547 L 890MM | 50.75
65325012 | CASING FOR SHELL D380 SHEET OIL | 572.46
65325013 | ADJUST ROD T.C. MAIOR P500.1-P6 | 84
65325014 | ADJUST ROD T.L. MAIOR P500.1-P6 | 84
65325021 | MOTOR 0,74KW230/400V D19 60H B5 | 150.22
65325022 | ROD SUPPORT T.L. MAIOR PR45 | 34.51
65325023 | COVER INF.TS M.FLAM 1500.1 HT | 160.37
65325024 | COVER SUPPORT CONNECTING PIECE T.SEPAREE BLU | 273.24
65325025 | TUBE SUPPORT HEAD BLU 15000.1 (F.FLANGE I | 3.68
65325026 | FLAME TUBE D551/450 L860 | 2283.75
65325027 | HEAD M.-OIL. 2M-2R 1000.1-1200.1 L 803 | 568.6
65325029 | TUBE SUPPORT HEAD MAIOR-OILFLAM 7-1200.1 | 58
65325030 | NOZZLE ROD ADJUSTMENT RIFLUSSO MAIOR-OILFLAM | 3.69
65325031 | COVER INF. CONNECTING PIECE T.SEPAREE BLU | 209.8
65325032 | SWITCH 1-NO GREEN COMEPI ART.ECX1040 | 10.05
65325033 | WARNING LIGHT RED COMEPI ART.ECX1051 | 11.5
65325034 | WARNING LIGHT GREEN COMEPI ART.ECX1052 | 11.5
65325035 | TIMER RELAY TMST 24-240V 50-60H | 151.84
65325036 | MOTOR 0,15KW110V D12,7 CD42-2042-32 | 177.63
65325037 | CAPACITOR 3µF 2P 3mm | 30
65325038 | CAPACITOR 5µF 2P 3mm | 33.5
65325039 | CAPACITOR 8µF | 34.51
65325040 | GRID+COVER INLET AIR .(VENTIL.)D51.6X68.8 | 61
65325041 | FLAME TUBE D240/270/320/290 L404 | 1155
65325042 | SUPPORT HEAD MAIOR-OILFLAM RIFL.HOUSING D3 | 109.11
65325044 | WARNING LIGHT YELLOW COMEPI ART.ECX1053 | 23.65
65325045 | SUPPORT HEAD MAIOR-OILFLAM RIFL.HOUSING D3 | 487.5
65325046 | OIL FILTER 3/8 70451/006AGE VITON | 31.77
65325047 | CABLE+WIELAND SOCKET 4P L380 | 21
65325048 | IGNITION TRANSFO. E820 CM 120V L380 60H | 72.07
65325049 | OIL HOSE PIPE IND-C-455548 L 890MM | 55.83
65325050 | OIL HOSE PIPE IND-C-455549 L 890MM | 55.83
65325051 | OIL HOSE PIPE IND-C-455550 L 1000MM | 55.83
65325052 | OIL HOSE PIPE IND-C-455551 L 1000MM | 55.83
65325053 | HOLDER ELECTRODE-BAFFLE PLATE MAIOR 3F | 109.62
65325054 | COVER HOUSING D 280 IRON 206X590 ARA | 81.1
65325055 | CASING FOR HOUSING D 280 ORANGE | 253.75
65325056 | IGNITION ELECTRODE D10X100 d6,4 D3X58 60° R+L | 30.45
65325057 | ELECT.TERMINAL BLOCK MAMMUT 5 P. MAX WM WITH D.L= | 11.86
65325058 | TAP MANOMETER HOLDER 1-8 (1770274 | 94.09
65325059 | FILTER HEATER FAG 90025 MAGLIA 0,2MM MA | 107.05
65325060 | STICKER EACOON 67X18 FOR COVER | 11
65325061 | COVER MAX GAS 170-250 BLU RAL 5010 WITH | 58.87
65325062 | SET GROUP NOZZLE CARRIER ECOJET RISC | 168.9
65325063 | ROD SUPP.-ADJUSTMENT TC L 176 HOUS.D120 | 33.5
65325064 | COVER BLACK RAL 9005 MAX 1 NEUTRE | 21.3
65325065 | COVER GREY MAX 1 NEUTR | 20.86
65325066 | ONE WAY SHUTTER/MAIOR PR-MD ART. FZVR1 | 111.65
65325068 | SUPPORT HEAD BLU 1700-2000 TC T.MOB.ZB | 192.85
65325069 | SUPPORT SLIDING HEAD BLU 1700-2000 TC ZB | 137.03
65325070 | GAS HEAD NAT. FUS280 HEAD MOBILE | 313.03
65325071 | SPEED DRIVES ACH550 4KW | 2185
65325074 | LENTE 9A1 ELETTROSPRING D=10 GREEN | 6
65325075 | SET HEAD HEATER STAR 3050 R DANFOSS | 186.05
65325076 | CAP FOR PUMP DANFOSS | 16.44
65325077 | WASHER PUMP BITUBE BFP11 DANFOSS | 6.8
65325079 | SUPPORT HEAD BLU 1700-2000 TC T.MOB.ZB | 192.85
65325080 | SUPPORT SLIDING HEAD BLU 1700-2000 TC ZB | 137.03
65325081 | GAS HEAD NAT. FUS280 HEAD MOBILE | 313.03
65325082 | SPEED DRIVES ACH550 4KW | 2185
65325084 | JUMPER FIXING BURNER AGA TWINHE | 21.32
65325086 | DOOR CPL. ECOMAXN/NC1200-1500 | 4288.58
65325087 | FLAME TUBE D107 L180HOUS.d160 ASIA | 65.57
65325088 | SUPPORT HEAD MAIOR-OILFLAM 1800.1 | 170.11
65325089 | CROSSPIECE CENTRING HEAD MAIOR P1500.1 | 203.61
65325092 | SOLEN. VALVE LUC 121G2320 | 912.59
65325093 | FAN WHEEL D315/270X110 D42 | 292.32
65325094 | AIR RECYCLING D433/268 FAN WHEEL D315X110 MOT.15KW | 129.92
65325095 | HEAD OILFLAM-MULTIFLAM 300.1-600.1 TC L | 270.9
65325096 | SUPPORT HEAD MAIOR-OILFLAM RIFL.HOUSING D3 | 114.59
65325097 | BAFFLE PLATE D230/60 15SL | 108.3
65325098 | SLIDING TUBE HEAD MAIOR-OILFLAM 3-6 | 197.93
65325099 | MOTOR PLATE SIMEL 200W | 12
65325101 | HEAD FIOUL MULTICALOR PR 170-200.1 TC | 373.42
65325102 | HEAD FIOUL MULTICALOR PR 170-200.1 TL | 373.42
65325103 | FLAME TUBE D125/108 L370 AISI430 | 96.43
65325104 | TUBE SUPPORT T.L.1F.MAX18-30 D L 313 | 45.68
65325105 | CONNECTION ROD D8X409 M5 | 55.32
65325106 | COVER TAMPOGRAFATO MAX HOUSING D160 C-DRILLING | 58.3
65325107 | FLAME TUBE D107 L370 | 79.68
65325108 | TUBE SUPPORT T.L.1F.MAX18-30 D L 313 | 45.68
65325109 | TUBE PUMP /NOZZLE ROD D4X1HEAD MAX-H | 12.99
65325110 | SUPPORT NOZZLE CARRIER A 1F MAX 18 | 47.2
65325111 | OIL PUMP ASV 47 A | 111.65
65325112 | OIL PUMP AS 47 V AK | 108.61
65325113 | OIL PUMP ALV 35 A | 114.09
65325116 | SET HEATING CABLE CPC1 L 3000 MM | 132.05
65325117 | SET HEATING CABLE CPC1 L 10000 MM | 205.23
65325119 | CONTROL UNIT LMO 24.111 A2 | 116
65325120 | OIL PUMP AT3V 45 A | 157.33
65325121 | OIL PUMP AT2V 45 A+ C95472P0500 | 146.16
65325122 | MOTOR 0,74KW220/380V 60H/-3030 GMP | 375.55
65325123 | GAS VALVE MB-ZRDLE420 B01S20 RP1"1/2 | 1380
65325124 | FLAME TUBE D192/155/180/158 L248 | 163.42
65325126 | FLAME TUBE D102/114 L163 | 137.03
65325127 | SPACER L 63 HEXAG.17 OT/ATTACHE PRES | 33.5
65325128 | SUPPORT PROTECTION PHOTOCELL | 52.88
65325129 | FLAME CUP D420/380/420/380 L467 | 1098.84
65325130 | FLAME TUBE D370/417 L205 | 342.06
65325131 | FLAME TUBE D240/271 L315 | 266.03
65325132 | THERMOSTAT CAP.L3000 110° A.542257 | 26.39
65325133 | ADJUST ROD HEAD MULTIFLAM 500.1-6 | 40.09
65325134 | GASKET D3 L415 EPDM | 10.66
65325135 | FAN WHEEL D500/285X169 D42MOT.11KW | 633.77
65325137 | NIPPLE GASTRAIN 2 L 120 FLANGIATO NE | 117.23
65325138 | IGNITION ELECTRODE D8X61 d4/6,4 D3X31 130° 110V | 12.5
65325139 | O-RING D28X2 | 6
65325140 | FLAME TUBE D125/95 L165 | 172.55
65325141 | CONTROL UNIT LGB 21.130 A17120/60 | 270
65325142 | GAS NOZZLE HEAD MAX GAS 170 LPG LN ICI | 29.44
65325143 | BAFFLE PLATE D95/25X10 8SL 2DRIL. | 28.42
65325144 | COMB. HEAD BLU 350.1 ICI | 79.98
65325145 | ROD HEAD BR. MAX GAS 170 ICI | 30.75
65325146 | AIR FLAP INLET AIR MAX GAS PAB | 69.63
65325147 | SUPPORT ACTUATOR MAX GAS PA | 46.69
65325148 | MOTOR 0,075KW110V D12,7 M42/2069-32 | 164.43
65325149 | ACTUATOR SQN 31.151 A1700 4,5S | 907.61
65325150 | COVER CABLE GLAND/MAMMUT "MAX" | 7.2
65325152 | CASING AIR MAX GAS 70-120 BI | 53.5
65325153 | GAS NOZZLE COMBUSTION HEAD MAX GAS 40/120 | 22
65325154 | SPACER FOR FAN WHEEL PUNKER MAX | 11
65325155 | IGNITION ELECTRODE D10X100 d6,4 D3X61 70° R+L | 30.86
65325156 | COVER MAX GAS 40 RED | 50.85
65325157 | CAP OF PROTECTION ISOLANT PLASTIC | 7
65325158 | BAFFLE PLATE D93/24 10/20SL | 103
65325159 | FLANGE FL115 RP1/2" INLET | 64.96
65325160 | FLANGE FL115 RP1/2" OUTLET | 58.46
65325161 | UNION A Y 90> MASC. 6000 1-8 ART.8780 | 19.2
65325162 | OIL HOSE TEFLON 1-4F90 8L-M+1-4OR L 370 | 57.86
65325163 | OIL HOSE TEFLON 1-4F90 8L-M+1-4OR L 210 | 54.81
65325164 | OIL HOSE TEFLON 1-4 M+1-4 M NUT+OGI | 46.69
65325165 | ELASTIC RING D6X0,7 | 1
65325166 | OIL HOSE HEAVY OIL 1-2-1-2 L 500MM (180°C 3 | 81.2
65325167 | OIL HOSE HEAVY OIL 3-4-3-4 L 650MM (180°C 3 | 151.74
65325168 | OIL HOSE DE=6 FGD+FGD90^ 1-4 L.550MM | 45.68
65325169 | UNION CL ART. 1020 1-4-3-8 NUT+NOSE CONE | 25.38
65325170 | RUBBER FUNNEL 34X15X12 CIECO 50 SHORE A | 7.2
65325171 | RUBBER FUNNEL 34X15X12 - 2XD.3,25 50 SHORE A | 7.2
65325172 | RUBBER FUNNEL 34X15X12 - 2XD.6,20 95 SHORE A | 7.2
65325173 | ONE WAY SHUTTER/HEAVY OIL ART. FZVR13 1-2 | 122.92
65325175 | GROUP HEAD MULTICALOR 140 TC HOUSING D 260 | 594.08
65325177 | BAFFLE PLATE D195/62X15 8SL | 183.61
65325179 | FLAME TUBE D216/270/204 L461 | 594.69
65325180 | NIPPLE FLANGE FIXE PUMP T5 MOTOR 4K | 303.99
65325181 | COMBUSTION HEAD BLU 2000.1 LN | 313.03
65325182 | TERMINAL OUTLET GAS HEAD BLU 2000.1 LO | 119.67
65325183 | SQUARE SUPPORT ACTUATOR MAX GAS 170-25 | 12.69
65325184 | ADJUST ROD HEAD BLU 8000.1 TS | 198.5
65325185 | COVER INFERIEUR TS F.260 HT | 126
65325186 | COMBUSTION HEAD AB OIL.TS80 TLHT ZB | 182.4
65325187 | BAFFLE PLATE D170/50X10 8SL 4DRIL. | 225.63
65325188 | GROUP NEEDLE OILFLAM TS 50.1-120.1 TL HT | 163.42
65325189 | IGNITION ELECTRODE D10X100 d6,4 D3X53 65° R+L | 30
65325193 | OIL HOSE L MT.0.5 ATT.M-F 3-4/EAUM | 52.78
65325194 | UNION C-GAINE 1-2X3-8X117 IDROFLAM 50- | 53.69
65325196 | BREAK HYDRAULIC/VALVE DUNGS ZRDLE 415/ | 198.53
65325197 | O-RING D14X3 NBR | 1
65325199 | CAP THREAD COVER INT. MM.57,5 2 | 1
65325200 | GROUP HEATER OILFLAM 80.1 230-400-50 | 999.78
65325201 | BREAK HIDRAULIC H 13 (MB ZRDLE C 405-407 | 182.7
65325203 | PRESSURE CONTROLLER 3/4 FGDR 20 | 142.61
65325204 | MOTOR 1,5KW480V D19 60H B5 | 456.75
65325205 | SQUARE SUPPORT MOTOR PUMP TA3 OILFLAM | 39.69
65325206 | MOTOR 0,55KW277/480V D12,7 60H | 423.26
65325207 | PRESSURE CONTROLLER 1/2 FG1B 15 | 163.52
65325209 | MOTOR 0,37KW220V GMP | 276.08
65325210 | MOTOR 0,55KW230/400V D12,7 T43-3011-54 | 304.5
65325211 | SET PLUG AIR MAXGAS 350-500 | 28.1
65325212 | IGNITION ELECTRODE D10X100 d6,4 D3X62 70° R+L | 30
65325214 | PRESSURE CONTROLLER 1 FG1B 25 | 171.74
65325215 | MOTOR 18,5KW380V D42 60H E12 IE2 | 2588.25
65325216 | FAN WHEEL D530/355X180 D42MOT.18,5KW | 918.58
65325217 | COVER INF.HEAD SEPAREE D380 | 82.52
65325218 | COVER SUPPORT HEAD SEPAREE D380 | 59.17
65325219 | COUPLING D48/38/12X56 | 106.27
65325220 | UNION SOCKET AIR L 32 RP1-4'E1-8' FO | 22.5
65325221 | REDUCTION SLEEVE SOCKET AIR L 18 1-8 HEXAG.10 | 16
65325222 | IGNITION ELECTRODE D10X100 d6,4 D3X50 50° R+L | 30
65325223 | TUBE GASTRAIN MAX D200 MBDLE 410-412 | 63.95
65325224 | TUBE GASTRAIN MAX D200 MBDLE 415 | 66.38
65325225 | TUBE GASTRAIN MAX D200 MBDLE 407 | 61.31
65325227 | NOZZLE CARRIER SEAT FUEL-STOP | 53
65325228 | NIPPLE FER 1-2 (FIG.268) | 8.5
65325229 | BAFFLE PLATE D300/88 8SL 4DRIL. | 188.59
65325230 | PHOTOCELL QRB 1B A033B40B | 40
65325231 | CONTROL UNIT LME 21.230 A2 | 185
65325232 | CONTROL UNIT LME 22.232 A2 | 185
65325233 | CONTROL UNIT LME 22.233 C2 | 185
65325234 | CONTROL UNIT LGA 52.171 B27 | 188
65325236 | CONTROL UNIT LFL 1.322 | 675
65325237 | CONTROL UNIT LFL 1.335 | 498
65325238 | INYECTOR CABEZA GAS NATURAL | 27.3
65325239 | GAS NOZZLE D21,7/4,2X8 4 DRILL. D1,5 | 27.71
65325240 | NEEDLE FOR IGNITION ARC MAX GAS 40/120 | 3.8
65325242 | SONDA IONIZACION D8X61 D4/6,4 D3X30 | 9.95
65325243 | ELECTRODO ENCENDIDO | 12.5
65325244 | COMBUSTION HEAD LONG MAXFLAM D160 | 460.3
65325245 | FLAME TUBE D115/130/120 L347HOUS.d160 | 120.68
65325246 | MOTOR 15KW230/400V D42 E12 IE2 | 1793.4
65325247 | MOTOR 1,5KW230/400V 2800 tr/mn GMP | 573.48
65325248 | MOTOR 18,5KW230/400V D42 E12 IE2 | 2030
65325249 | SUPPORT HOLDER OIL HOSES BURNER MAIOR | 16
65325250 | SQUARE SUPPORT IGNITION TRANSFO. ELECTRONIQUE COFI TRK1 | 12.1
65325251 | SUPPORT E-BCU+IGNITION TRANSFO.MAX D120R | 4.8
65325252 | IGNITION CABLE D4/D4 L300 AP | 12
65325253 | IGNITION CABLE D4/D4 L350 AP | 12
65325254 | COVER RED ECOFLAM MAX 4-12 | 28.32
65325256 | COVER RED ECOFLAM MAX GAS 70-120 | 27.1
65325259 | IONISATION CABLE CFR611/CLP3,9 L160 | 5.5
65325260 | IONISATION CABLE CFR611/CLP3,9 L300 | 6.7
65325261 | IONISATION CABLE CFR611/CLP3,9 L380 | 7.3
65325262 | IONISATION CABLE CFR611/CLP3,9 L260 | 6.4
65325263 | IGNITION CABLE D4/D4 L450 AP | 17.27
65325264 | IGNITION CABLE D4/D4 L400 AP | 12
65325265 | TOOL PACK N.1 - RAYBURN 400K-400K PF | 42.63
65325266 | TOOL PACK N.8 - RAYBURN 8120K | 65.98
65325268 | COVER SIDE AIR MAX D200 OIL | 38.67
65325269 | ACTUATOR STA 4,5.BO37/6 3N30 L | 274.05
65325270 | SET REPLACE FILTER GFK 40-51 | 245.93
65325271 | CAPACITOR 20µF | 61
65325272 | FAN WHEEL D200/166X80 D19 | 98.96
65325273 | FLAME TUBE D125/120/95 L197 | 101.5
65325274 | FLAME TUBE D125/120/95 L297 | 101.5
65325275 | COVER NEUTRE BLU RAL 5010 MAX HOUSING D160 | 35.53
65325276 | TOOL PACK N.9 - RAYBURN 8150K | 71.05
65325277 | IGNITION CABLE D4/D4 L500 | 18.6
65325278 | COVER RED ECOFLAM MAX 15-30 1F | 36.24
65325280 | CASING AIR MAXFLAM 31 | 161.99
65325281 | CASING AIR MAXFLAM 30 AB | 161.99
65325282 | CASING AIR MAXFLAM 50 AB | 146.67
65325283 | TANK CPL. MAXFLAM 30-50 | 377.68
65325284 | GROUP NEEDLE MAXFLAMD30-50AB TC | 142.1
65325285 | GROUP NEEDLE MAXFLAMD30-50AB TL | 203
65325286 | FLAME TUBE D89 L72 SILEN.TYP1 | 71.05
65325303 | GASKET/ALUMINIUM 90/112X68/90 TRANSFO. | 1.9
65325304 | STICKER ADJUSTMENT HEAD 40X15 POLES HOUSING D180- | 3.92
65325305 | CAP THREADED PG 13.5 | 1.86
65325306 | STICKER ADJUSTMENT AIR BLU 500-700 | 14.72
65325308 | COUPLING D40/11,7X36 FAN WHEEL D200X84 | 165.14
65325309 | SWITCH THERMOSTAT 2455RC-9098-506 | 119.57
65325311 | COMBUSTION HEAD MAXFLAM 50 2F TL | 1575
65325312 | BAFFLE PLATE HOLDER-ELECT. MAXFLAM 30-50 2F | 205
65325314 | FLAME TUBE D142/160/137 L227 | 247.96
65325315 | FLAME TUBE D142/160/137 L347 | 270.4
65325316 | SHEET ADJUSTMENT AIR MAXFLAM D200 | 172.14
65325317 | GASKET/FLANGE 166/144X154/124X5 | 6.3
65325318 | COVER SUPPORT ISOL.HEAD MAXFLAM D200 TC | 38.77
65325319 | COVER SUPPORT ISOL.HEAD MAXFLAM D200 TL | 70.85
65325320 | COVER INF.ISOL.HEAD MAXFLAM D200 TC | 47.91
65325321 | COVER INF.ISOL.HEAD MAXFLAM D200 TL | 70.85
65325322 | PANEL CERAMIC HEAD MAXFLAM D200 | 8.4
65325323 | MOTOR 1,1KW230/400V D19 IE2 | 268.98
65325324 | SPACER ES 6 L33 (LONGUEUR ESA.=22)BLU | 6.75
65325325 | CABLE GAS VALVE+PLUG WIE. 6P+PLUG 4P VC | 66
65325326 | MOTOR 0,075KW230V D12,7 F125 Oil | 126.88
65325327 | MOTOR 0,075KW230V D12,7 F120 Gas | 126.88
65325328 | MOTOR 0,075KW230V D12,7 F120/R Gas | 123.83
65325329 | MOTOR 0,075KW230V D12,7 F100 Oil | 125.86
65325330 | GASKET/FILTER D46/37X1,5 HEAVY OIL | 5.1
65325331 | GROUP HEAD MAX 18 TL | 177.63
65325334 | TUBE PUMP /NOZZLE ROD D 6 X 1 NU KG-10 | 443
65325336 | O-RING 167 D63,5X3,53 | 5
65325340 | COVER BODY HO-TRON 6.13000 | 140.27
65325341 | MOTOR 37KW230/400V D55 E12 IE2 | 3579.8
65325342 | THERMIC RELAY AEG B55K-043 30-43A | 170.52
65325343 | CASING AIR HO-TRON 6.13001 | 909.74
65325344 | MOTOR 5,5KW230/400V IE2 GMP | 1218
65325345 | IGNITION CABLE D7 L3000 | 18
65325346 | TUBE SUPPORT HEAD BLU 7-8000.1 TL (+130MM) | 639.45
65325347 | ADJUST ROD HEAD BLU 7-8000.1 TL (+130MM) | 241.37
65325348 | TUBE GAS FLAMME PILOTE HOUSING D630 TL(+130) | 217.21
65325349 | FLAME TUBE D370/350/420 L660HOUS.d630 | 928.73
65325350 | MOTOR 7,5KW230/400V D38 E11 IE2 | 982
65325351 | MOTOR 4KW230/400V D28 E10 IE2 | 593.78
65325352 | ROD MAIOR 400.1 PR F.FL.1200MM | 182
65325353 | MOTOR 1,1KW230/400V 60H IE2 GMP | 781.55
65325354 | MOTOR 9KW230/400V D38 E11 IE2 | 1228.96
65325355 | FLAME TUBE D240/270/320/290 L1260 | 857.27
65325356 | MOTOR 1,1KW230/400V IE2 GMP | 546.07
65325357 | MOTOR 5,5KW230/400V D38 E11 IE2 | 802
65325358 | TUBE GASTRAIN MAX D200 R1"1/2 | 81
65325359 | SPACER -SUPPORT HOUSING/CASING AIR MAX GAS 70-1 | 7.5
65325360 | GROUP HEAD BLU 4000.1 TC | 852.6
65325361 | GROUP HEAD BLU 5000.1-6000.1 TC | 893.2
65325362 | GROUP HEAD BLU 5000.1-6000.1 TL | 893.2
65325363 | RING URX A.PA002 | 140.88
65325364 | TUBE PUMP /NOZZLE ROD JACK -2 STAGES MAX D200 OIL | 20.7
65325365 | GROUP HEAD BLU 15000.1-18000.1 TC | 3104.89
65325366 | GROUP HEAD BLU 7-8-12000.1 TC | 1559.95
65325367 | FLAME TUBE D102/83 L155 | 74.1
65325368 | GROUP HEAD BLU 10000.1 TC | 1571.63
65325369 | MOTOR 1,5KW230/400V 1400 tr/mn GMP | 915.02
65325370 | IGNITION CABLE D4/D4 L600 AP | 14
65325372 | ELASTIC RING D14 UNI 7436 | 1
65325374 | GROUP HEAD MAX 30 TC | 197.93
65325375 | GROUP HEAD MAX 30 TL | 197.93
65325376 | GROUP HEAD MAX 15/MAX 15 AB TL | 203
65325377 | OIL PRESS.SWITCH KPS 39 1/4" F | 481.41
65325378 | ADJUST ROD HEAD MULTIFLAM 500.1-6 | 172.85
65325379 | RESISTOR SEC 24 KW 440 V 60 H | 2039.85
65325380 | CABLE+PLUG 6P/EUROST L1370 | 16
65325381 | STICKER EACOON 130X30 FOR COVER | 8.12
65325382 | PIPE D6X1.5 AISI PREL.PRESSURE L 185 | 49.13
65325383 | SET CASING HOUS.260BLU 500.1-1200.1 | 255.17
65325384 | UNION/OIL HOSE M-M 1X1-2 | 35.42
65325385 | SHUTTING SHEET SCREWS ADJUSTMENT AIR 1 FLAMME | 6.8
65325386 | COUPLING D24/12X15 STARRY | 144.2
65325387 | COUPLING SUNTEC PUMP J-AJ-E | 180.3
65325388 | CAPACITOR 0,15µF KNB1532 27X15X6,4 | 4.52
65325389 | COVER GREY MAX D120R | 19.3
65325391 | CONNECTING RING D26/8X17/ACTUATOR-FLAP | 184.73
65325392 | CABLE DISPLAY AGV50-100 | 61.92
65325393 | SPACER ACTUATOR MAX D200 PR LMV | 31.4
65325394 | ELECT.TERMINAL BLOCK SET SIEMENS AGG3-131 | 279.02
65325395 | BODY GASVALVE MAX D200 PR LMV | 215.99
65325396 | SHEET INDEX ADJUSTMENT GAS MAX D200 PR LMV | 44.66
65325397 | SHEET CONTROL PANEL MAX D200 PR LMV | 76.02
65325398 | SUPPORT FOR CONTROL UNIT LMV27 | 95.61
65325400 | GROUP HEAD MAX 1 TC | 167.48
65325401 | GROUP HEAD MAX 1 TL | 167.48
65325402 | GROUP HEAD MAX 1 R TC | 197.93
65325403 | GROUP HEAD MAX 1 R TL | 197.93
65325404 | GAS VALVE GB-LE055 D01S20 RP1/2" | 209.8
65325405 | ACTUATOR SQN 14.140 B9 | 500.29
65325406 | MOTOR 1,1KW230/400V D19 IE2 | 334.95
65325407 | PIPE OF CENTRING FOR PUMP TA5 CASS | 97.03
65325408 | TOOL PACK N.4 - RAYBURN 480K | 60.9
65325409 | TOOL PACK N.5 - RAYBURN 499K | 60.9
65325410 | TOOL PACK N.11 - RAYBURN 600 SERIES COOK | 80.19
65325412 | FLAME TUBE D89/98 L320 | 187.57
65325413 | ROD MAX 12 FUORI FLANGE+200MM | 130
65325414 | MOTOR 2,2KW230/400V D24 B5 IE2 | 365.4
65325415 | COMBUSTION HEAD OIL.D120.1 SPECIALE | 225.33
65325416 | FLAME TUBE D168 L290HOUS.d260 SPECIAL | 223.3
65325417 | GROUP SHAFT NEEDLE | 98.25
65325418 | IGNITION ELECTRODE D10X100 d6,4 D3X90 45° R+L | 30
65325419 | CASING AIR SHELL D710 | 1386.19
65325420 | MOTOR 45KW230/400V D55 IE2 | 4637.94
65325421 | HOUSING PROT.CAM SEULE MULTIFLAM HOUSING | 74.3
65325422 | FLAME TUBE D108/112/102 L190 | 98.5
65325423 | SPEED DRIVES ACH550 15KW | 5052
65325425 | STRAIGHTUNION 1-8 TUBE 6X4 (MW2301001) | 11.9
65325426 | UNION ELBOW 1-8 TUBE 6X4 (MW2305001) | 8.2
65325427 | MANOMETER CEWAL R1-8 D40 0-16 BAR 914415 | 16.95
65325428 | SUPPORT LEVER CONTROLLER BUTTERFLY VALVE | 23.1
65325429 | TANK HEATER M.FLAM 170.1/200.1 GEFRAN | 619.15
65325430 | SLIDING TUBE HEAD M.FL.170.1 200.1 TC | 133.07
65325431 | NEEDLE CONTROL NOZZLE D6/14 M8 L520 | 191.12
65325432 | TUBE FLANGE G2 MULTIFLAM 170.1/200.1 | 197.93
65325433 | SHELL BURNER OC2 | 223
65325434 | GASKET/FILTER 284X238X12 D92 OC2 | 31.47
65325435 | OIL FILTER 1-4 ART.70452-0015APS(AL. | 42.63
65325436 | AIR FLAP FIXE OC2 | 68.01
65325437 | AIR RECYCLING OC2 | 35.53
65325438 | SQUARE SUPPORT CONTROL UNIT/IGNITION TRANSFO. | 80.08
65325439 | CONTROL UNIT AZL 21.00A9 | 203.81
65325440 | CONTROL UNIT LMV 27.100 A2 | 682
65325441 | WARNING LIGHT OMEGA KL09248X2BR | 22.5
65325442 | FLANGE 110X82 RP2" | 116.73
65325444 | STOP RING D70/16,5X6/FAN WHEEL | 15
65325445 | COMBUSTION HEAD TS 800 | 997.85
65325446 | BAFFLE PLATE D360/84X63 24SL | 1315.24
65325447 | TUBE STABIL.GAS HEAD TS800 | 197.32
65325448 | COVER AIR REDUCER D150 | 198.53
65325449 | HEAD FLAMME PILOTE COD.168.881.2635 | 513.59
65325450 | TUBE OUTLET GAS HEAD TS 800 | 179.66
65325451 | FLAME TUBE D720/617 L340 | 890.16
65325452 | ROD SUPPORT TC-TL HEAD SEPARATA D260 | 182.8
65325453 | PHOTOCELL RAR 9 FLANGE+COLLAR | 215
65325454 | MOTOR 2,2KW440V 60H IE2 GMP | 664.83
65325455 | COUPLING D42X26 PUMP/MOTOR STARRY | 41.31
65325456 | SPINDLE / AIR FLAP 12X12X724 | 112.87
65325457 | COVER GREY STAR 4134 | 53.8
65325458 | CAP COVER RED MAX 15-30 1F | 1
65325459 | NIPPLE GASTRAIN 2 L 250 FLANGE BLU | 157.43
65325460 | GASKET/GASTRAIN 107X88X2 D58 | 14.31
65325462 | CLP. WIRING MULTICALOR 170.1-200.1 AB CE ( | 761.25
65325463 | ROD SUPPORT HEAD TC BLU 170-250 TYPE | 77.95
65325464 | TUBE SOCKET PRESS. TC D8X1 L 182 BLU 120. | 49.53
65325465 | SOLEN. VALVE LUC 121G2520 G1/2" | 645.84
65325466 | NIPPLE GASTRAIN M.FLAM 5/600.1 FL.DN81 | 292.52
65325467 | SPINDLE / LEVER D10X370 M8 | 79.37
65325468 | HEAD M.-OIL.1500.1-1800.1-2000.1 L 605 | 760
65325469 | TUBE HEAD MULTIFLAM 1500-1800-2000.1 | 75.72
65325470 | TUBE FLANGE SLIDING HEAD OIL.1800.1 | 96.43
65325471 | HOUSING 125 MINOR 14 DRILLING D.102 | 145.15
65325472 | GROUP HEAD MAIOR P 200.1 AB HS TL | 395.85
65325473 | MOTOR 2,2KW380V 60H IE2 GMP | 659.75
65325474 | IGNITION TRANSFO. T8 2X8 120V | 195.49
65325475 | CONTACTOR 11 BG09 10 A110 | 72.37
65325476 | CONTACTOR BF12 10 A110 | 103.43
65325477 | CONTACTOR BF32 00 A110 | 174.48
65325478 | COIL SBE FOR CLOSING NEDDLE 120V | 1049.31
65325479 | SET SILENCER HOUSING D320 WHITE | 623.72
65325480 | RESISTOR D 6,5X52 30W 110V | 270.4
65325481 | RESISTOR D 12X58 W50 110V | 136.52
65325482 | COVER HOUSING D320 OILFLAM HO-TRON | 98.76
65325483 | CASING AIR HOUSING D320 OILFLAM HO-TR | 520
65325484 | WARNING LIGHT LYVIA 10X28 BA9S 110V | 13.9
65325485 | COVER PLASTIC/ACTUATOR MOD.662R2111 | 121.6
65325486 | GROUP HEATER OILF300.1 230-400-50-60 | 3638.27
65325487 | CONTROL UNIT TCH E-BCU BM2 | 172.5
65325490 | EXTENSION MODULE BCS EM1 | 717
65325491 | DISPLAY/CONTROL UNIT BCS | 1004.85
65325492 | CIRCUITO E-BCUGAS+CABLES (BM2) | 198
65325493 | TUBE SUPPORT HEAD D14 L 75 AZUR 40 NATURAL GAS.TC | 12.18
65325494 | ACTUATOR SQM 50.480 30S 120V | 1060.17
65325495 | HOUSING DRILLING D.100 M.1 MONOFLAME SNORK | 81.2
65325496 | LEVER BOND ACTUATOR-LEVER INT. MAIOR-O | 19.3
65325497 | PROTECTION CASING AIR HOUSING D3 | 146.16
65325499 | FLAME TUBE D137/99 L384 | 170.4
65325501 | IONISATION CABLE CFR611/CLP3,9 L450 | 7.9
65325504 | SQUARE EL.LUME H=500 L 400 P=200 IP65 | 294.55
65325505 | ADJUST ROD TC M.FLAM 5/600.1 TS HT ZB | 204.12
65325506 | COMBUSTION HEAD 1M 1R D12 L 950 ZB | 307.04
65325507 | TUBE HEAD M.FLAM HOUSING D380 TS HT ZB | 38
65325508 | NEEDLE CONTROL NOZZLE D6/14 M8 L1160 | 53.8
65325509 | NOZZLE ROD HO-TRON 4.3000 R KN 110-61 | 3080.12
65325510 | SET BODY GASVALVE 4 | 233.45
65325512 | GROUP HEAD MCALOR 170.1-200.1PR-AB TL | 1294.13
65325513 | O-RING D14X3 VITON | 3.85
65325514 | COVER INF.HEAD SEP.F.D710 (WHITE) | 201.48
65325515 | COVER SUPPORT HEAD SEP.F.D710 (WHITE) | 214.47
65325516 | ONE WAY SHUTTER/MAIOR PR-MD A.FZVR13 1 | 131.95
65325517 | MOTOR 1,5KW230/400V IE2 GMP | 573.48
65325518 | GLASS WOOL MM 25X25 ART.09040125 | 299.43
65325519 | SET CONVERSION PUMP SUNTEC AS IN AN | 58.57
65325520 | PROTECTION CASING AIR HOUSING D630 | 204.73
65325521 | MOTOR 2,2KW230/400V IE2 GMP IP55 | 772.42
65325522 | SPHERIC VALVE GE2GGT35011A000 | 91.96
65325523 | 3 WAY VALVE GE3GGT33011A000 | 158.04
65325524 | FILTER SELF-CLEANING 21008/03 | 214.77
65325525 | SUPPORT ELECTRICAL BOX MAX D201 | 75.11
65325526 | SET BOILER DOOR ECOMAX N-NC 750-870 C | 2772.07
65325527 | TUBE PUMP /NOZZLE ROD JACK-V2 MAX D200 OIL | 20.7
65325528 | COVER RED ECOFLAM MAX 1 | 32.18
65325530 | TANK HEATER HEAVY OIL 30KW FOR 3143056 | 11460
65325531 | ELBOW REDUC.F-F RP1 1-2X1 (FIG.90-R) | 35.93
65325532 | REDUCTION SLEEVE M-F 2 - 1"1/2 (FIG.241) | 32.99
65325533 | NIPPLE REDUC.M-F 1 1-2X1 (FIG.246-R) | 28.42
65325534 | MOTOR 1,5KW230/400V D24 60H IE2 | 446.6
65325535 | GROUP CONTROLLER+CAM MAIOR PR 300.1-600.1 | 1061.39
65325536 | FLAME TUBE D89/68 L105 | 79.68
65325545 | SHEET ADJUSTMENT AIR BOX MAXFLAM 30 | 38.47
65325546 | CLP. WIRING BLU 1700.1-2000.1 PR-MD LGB.22 | 368.14
65325547 | TOOL PACK N.13 - RAYBURN 680K | 50.75
65325548 | AIR RECYCLING TRIANCO NYLON CARICATO VETR | 19.29
65325549 | SUPPORT GROUP CAM SEULE | 188.59
65325550 | CASING HOUS. D260 FLAP-JACK -AL | 239.84
65325551 | SET BOILER DOOR ECOMAX N-NC 351 | 1947.68
65325552 | FLAME TUBE D89 L98 SILEN.TYP2 | 79.68
65325553 | SHEET RING/CONV. HO-TRON 6.13000 | 189.81
65325554 | SET SILENCER HO-TRON 6.13001 | 1350.97
65325555 | GASKET/CAP RP3/4'' | 1.44
65325556 | O-RING 112 D9,92X2,62 VITON | 4
65325557 | O-RING 114 D11,11X1,78 VITON | 13.3
65325558 | GASKET BLOCK 50X41/36X1,5 | 1.12
65325559 | GASKET BLOCK 52,9X48,7X1,5 | 10.2
65325560 | O-RING 2100 D25,12X1,78 VITON | 5.8
65325561 | GASKET/CAP RP3/8'' | 1.11
65325562 | RESISTOR 44 KW 440 V 60 H | 2452.34
65325564 | FAN WHEEL D540/317X199 D48 | 1695.46
65325565 | ROD HEAD M.FL.700-1200 F.FL.800 ZB | 130
65325566 | NEEDLE CONTROL NOZZLE D6/14 M8 L1030 | 53.8
65325567 | COMBUSTION HEAD 2M 2R ╪12 L 820 ZB | 628.49
65325568 | COMBUSTION HEAD M.F.1000 FFL.800 ZB | 732.53
65325569 | GROUP HEAD MAIOR P 500.1-600.1 PR TL | 456.75
65325570 | SWIRLER GT2200-RPZZ2027 P1SL | 193.56
65325571 | COVER HOUSING D380 (WHITE) | 167.48
65325572 | CASING AIR HOUSING D380 (WHITE) | 590
65325573 | BODY SILENCER ASS.HOUS.D380 (WHITE) | 1400.4
65325574 | COMB. HEAD D100X65 BLU 170-250 NATURAL GAS | 167.48
65325576 | GROUP HEAD MAIOR P300.1 PR TC FUS D320 | 497.35
65325577 | GROUP HEAD MAIOR P300.1 PR TL FUS D320 | 497.35
65325578 | GROUP HEAD MAIOR P400.1 PR TC FUS D320 | 497.35
65325579 | GROUP HEAD MAIOR P400.1 PR TL FUS D320 | 497.35
65325580 | COIL SIR ZB10A 230V 50/60H | 62.73
65325581 | CABLE MOTOR+PLUG 3P 3X0,5 L570 | 11.3
65325582 | GROUP HEAD MINOR 1 COOKER STANLEY | 153.06
65325583 | AIR FLAP HOUSING D380 378X109 C-BATTUT | 53.8
65325584 | AIR FLAP HOUSING D380 378X130 C-BATTUT | 53.8
65325586 | CASING AIR HT D200 | 88.31
65325587 | MOTOR 1,1KW380V D19 60H IE2 | 385.7
65325588 | GASKET/BURNER FLANGE D400X10 6 DRIL. | 98.86
65325589 | GASKET/BURNER FLANGE D320X10 4 DRIL. | 76.43
65325590 | ELBOW SUPPORT GAS HEAD MAX D200 PR/MD | 49.53
65325591 | TUBE PUMP /NOZZLE ROD-V1 MAX D200 OIL MONOFASE | 8.12
65325592 | GROUP HEAD MINOR 1.1 BR | 170
65325594 | COMBUSTION HEAD BLU 1700 TC LPG ZB | 345.1
65325595 | GAS NOZZLE BLU 1700-6000 LPG ZB | 68
65325596 | COMBUSTION HEAD BLU 3-6000 TCLPG ZB | 489.03
65325597 | SLIDING TUBE HEAD OILF.TS 200.1 TL ZB | 206.2
65325598 | SUPPORT HEAD OILFL.TS 200.1 TL ZB | 217.62
65325599 | FLAME TUBE D89 L72 COOCKER WATSON | 54.81
65325600 | AIR PRESS.SWITCH DL 5 K 0,4-5MB | 210.41
65325601 | AIR PRESS.SWITCH DL 2 E-1AGA | 88.31
65325602 | MOUNTING SET DL2EAGA (400G) RG4M997629 | 28.32
65325603 | NOZZLE ROD 1/4X 750MM LONG LIFE | 41.31
65325604 | NOZZLE ROD 1/4X1000MM LONG LIFE | 45.57
65325605 | NOZZLE ROD 1/4X 420MM LONG LIFE | 41.82
65325606 | NOZZLE ROD PTFE 41000 750MM | 51.87
65325607 | GAS ELBOW 1/8M X 1/8F ELBOW | 26.19
65325608 | PRESSURE GAUGE REDUCER | 20.6
65325609 | NOZZLE ROD 1/4FX1/4 NOZZLE ROD | 48.42
65325610 | IGNITION TRANSFO. ZT812 L1000 | 177.63
65325611 | IGNITION TRANSFO. ZT812 L1500 | 187.78
65325612 | SOLEN. VALVE STEM FOR BFP (071N0050) | 102.82
65325613 | LD 270MM CABLE BHO60 (057H7080) | 70.04
65325614 | LD 500MM CABLE BHO60 (057H7081) | 55.83
65325615 | LD 800MM CABLE BHO60 (057H7079) | 71.05
65325616 | LDS 500MM CABLE BH060 (057H7085) | 55.83
65325617 | LDS 270MM LNG/HSG BHO60(057H7086) | 71.05
65325618 | LDS 520MM LNG HSG BHO60(057H7087) | 80.19
65325619 | LDS 350MM STD HSG BHO60(057H7091) | 71.05
65325620 | CLAMP BHO60 SERIES (057H7072) | 9.14
65325621 | FLANGE PHOTOCELL BHO60 057H7071 | 15.63
65325622 | PHOTOCELL BHO 11/12 L2000 | 71.05
65325623 | CONTROL UNIT DKO 972 MOD5 | 183.6
65325624 | CONTROL UNIT DKW 972 MOD5 | 265.2
65325625 | CONTROL UNIT DKG 972 MOD5 | 285.6
65325626 | CONTROL UNIT DDKG 972 MOD10 | 285.6
65325627 | CONTROL UNIT MMI 810.1 MOD43 | 571.2
65325628 | CONTROL UNIT MMI 810.1 MOD40/34 | 565
65325629 | CONTROL UNIT MMI 813.1 MOD23 | 565
65325630 | CONTROL UNIT MMG 810.1 MOD43 | 571.2
65325631 | CONTROL UNIT MMG 810.1 MOD45 | 965
65325632 | CONTROL UNIT TMG 740-3 MOD43/35 120/60 | 965
65325633 | CONTROL UNIT TMG 740-3 MOD43/35 | 1279
65325634 | CONTROL UNIT TMO 720-4 MOD35 | 585
65325635 | PLUG-IN BASES720G TMG | 121.8
65325636 | PLUG-IN BASE US 930 | 121.8
65325638 | SET PHOTOCELL MZ 770S A.50050U L500 | 78.46
65325639 | PHOTOCELL MZ 770S TYP 50008U | 62.93
65325640 | PHOTOCELL MZ/FZ L1000 PLUG+CABLE | 36.03
65325641 | PHOTOCELL UVZ 780 RED | 309.58
65325642 | PHOTOCELL UVZ 780 BLU | 309.58
65325643 | CONTROL UNIT DMG 970 MOD 2 | 367.2
65325644 | ADAPTER AGR450240650 UV BULB | 554.8
65325645 | PHOTOCELL QRB 1A A150B70A2 L1500 | 91
65325652 | NOZZLE BOX (030-0058) | 74.1
65325671 | OIL PUMP BFP 11 L3 L1 071N0141 | 187.78
65325672 | OIL PUMP BFP 11 R3 R1 071N0155 | 187.78
65325673 | OIL PUMP BFP 20 L3 L/R2 071N0168 | 192.85
65325674 | OIL PUMP BFP 20 L5 L/R2 071N0126 | 258.83
65325675 | OIL PUMP BFP 20 R3 L/R2 071N0169 | 192.85
65325676 | OIL PUMP BFP 20 R5 L/R2 071N0129 | 299.12
65325678 | OIL PUMP BFP 21 L3 L/R1 071N0156 | 204.93
65325679 | OIL PUMP BFP 21 R3 L/R1 071N0157 | 204.93
65325680 | OIL PUMP BFP 21 L5 L/R2 071N0172 | 258.83
65325681 | OIL PUMP BFP 41 L3 L1 071N1213 | 187.78
65325682 | OIL PUMP BFP 52E L3 071N2201 | 360.33
65325683 | FLANGE HUB+SCREWS 32-54MM BFP | 42.63
65325684 | RING FILTER (BFP11)+O-RING BFP(071N0063) | 45.68
65325685 | CARTRIDGE FILTER+ O RING BFP (071N0064) | 37.56
65325686 | OIL PUMP RSA 28 CW | 461.83
65325687 | OIL PUMP RSA 40 ACW 42552 | 451.68
65325688 | OIL PUMP RSA 60 ACW | 451.68
65325689 | OIL PUMP RSA 60 ACW 42552 | 451.68
65325690 | HEATER IN-LINE ADAPTOR (030N0499) | 65.57
65325691 | ACCESSORIE BAG EBI/52L (052F0061) | 64.96
65325692 | HEATER FPHB 10 (030N1221) | 330.79
65325693 | FAN LIMIT STAT L4064 R1134/U | 153.77
65325694 | GAS VALVE CG10 R70 DIW6B | 203
65325695 | BALLOFIX VALVE 40940 RG4M998361 | 172.25
65325696 | BURNER FLANGE D166 HOUS.D260 | 63.13
65325697 | PLATE CASING AIR HOUSING D260-280 | 39.89
65325700 | COVER GREY CALYPSO 5040 | 27
65325701 | BAFFLE PLATE D200/122X20 8SL 7+4DRIL. | 196
65325702 | MOTOR 1,5KW230/400V D24 IE2 | 365.4
65325703 | COVER RED BM2 MAX GAS 170-250 | 96.63
65325704 | COVER RED BM2 MAX GAS 70-120 | 85.26
65325705 | CONTROL UNIT AZL 52.09B1 DISPLAY"RU" | 1221.05
65325706 | GAS VALVE VK4125 A1017 | 182.7
65325707 | ADAPTER USB/RS232 | 202.29
65325709 | IGNITION CABLE C225 H | 102.01
65325710 | PREMONTAGGIO CAMMA MAX GAS 350 | 486.49
65325711 | HOUSING DRILLING D.260 GAS BLU 500.1-1400. | 213.15
65325712 | CONTROL UNIT LFL 1.335 A17 110/60 | 736
65325713 | SUPPORT HEAD M.F.700-1200 F.FL.800 ZB | 346.52
65325714 | FLAME TUBE D370/350/320/420 L860 | 984.55
65325715 | SLIDING TUBE HEAD M.FL.1000 F.FL.800 ZB | 38
65325716 | SUPPORT HEAD BLU 7-12000 F.FL.800 ZB | 502.12
65325717 | ADJUST ROD HEAD BLU 7-12000 F.FL.800 ZB | 144
65325718 | FLAME TUBE PILOTE BLU 7-12000 F.FL.800 | 60.9
65325719 | FLAME TUBE D370/350/320/420 L860 | 989.63
65325720 | GAS VALVE VGD40 150 DN150 | 7900
65325721 | FLAME TUBE D370/350/300/420 L860 | 1411.87
65325722 | SET BODY GASVALVE 3 HOUSING D381 | 233.45
65325723 | MOTOR 0,1KW110V D12,7 | 203
65325724 | MOTOR 0,25KW110V D12,7 CD41/2197-32 | 210.11
65325725 | IGNITION TRANSFO. TRG1035 US 120V 60H | 99.47
65325726 | AIR PRESS.SWITCH AA A2-6-3 | 210.41
65325727 | GAS VALVE DMV-DLE701 622A | 2326
65325728 | PHOTOCELL QRA4 U | 258.93
65325729 | ACTUATOR SQM 40.165 R11 | 686.24
65325730 | OIL PUMP AT2V 45 A+ C 120V | 213.15
65325731 | OIL PUMP AS 67 B 74493P0500 120V | 203
65325732 | SOLEN. VALVE DEL F84 110V60H | 118.76
65325733 | COVER BLACK NEUTRE MAX1 | 161.59
65325734 | GASKET ADHESIVE SILICONE | 22.01
65325735 | UNION CL ART. 1253 SOCKET 1/4 | 3.65
65325736 | PLATE SUPPORT PHOTOCELL | 19.4
65325738 | FLAME TUBE D138 L380HOUS.d180 | 116.73
65325739 | PHOTOCELL QRB 1B C036B40A | 50
65325740 | MOTOR 15KW380V D42 60H E12 IE2 | 2720.2
65325741 | CLP. WIRING MAX 4/30 TW BACK V.30S | 185.85
65325742 | THERMIC RELAY AEG B55K-065 54-65A | 178.64
65325743 | CASING AIR SHELL D320 | 590.83
65325744 | PROTECTION CASING AIR HOUSING D3 | 128.91
65325745 | SUPPORT HEAD MULTIFLAM 700.1-1200.1 ZB | 236.8
65325746 | COMBUSTION HEAD M.F.700.1-1200.1 ZB | 654.47
65325747 | TOOL PACK N.14 - RAYBURN 699K | 50.75
65325748 | TOOL PACK N.3 - RAYBURN 460K | 71.05
65325749 | COUPLING D24/50/12,7X36 | 76.1
65325751 | COUPLING D25X86 | 76.1
65325752 | GROUP HEAD OILFL.300.1 2F TL | 1250.07
65325754 | UNION CL ART. 2525 1-4-50 | 9.14
65325755 | UNION CL ART. 2070 1-2F-1-2F-1-2M | 28.32
65325756 | UNION CL ART.2010 3-8 ELBOW M-M | 14
65325757 | UNION CL ART. 2500 1/2 NIPPLE | 6.88
65325758 | UNION CL ART. 1250 1-4 D.8 | 27.81
65325759 | REDUCTION SLEEVE REDUC. ART. 2510 3-8-1-3 | 9.5
65325760 | REDUCTION SLEEVE CL 3-8F-1-4M ART.2105005 | 12.28
65325761 | UNION ELBOW 3-4 M-F ART.920092A05 | 30.55
65325762 | UNION CL ART. 2510 1/4-3/8 | 6.78
65325763 | UNION CL ART.2020 3-8 ELBOW M-F | 14.21
65325764 | GROUP HEAD MCALOR 170.1-200.1PR-AB TC | 1294.13
65325765 | UNION ELBOW HEAVY OIL 1-2 TUBE D.18 TN9 | 40.6
65325766 | UNION ELBOW HEAVY OIL 3-4 TUBE D.18 TN9 | 54.81
65325767 | STRAIGHT UNION HEAVY OIL 1-2 TUBE D.22 TN9 | 47.71
65325768 | UNION ELBOW HEAVY OIL 1-2 TUBE D.22 TN9 | 54.81
65325769 | STRAIGHT UNION HEAVY OIL 3-4 TUBE D.22 TN9 | 27.41
65325770 | UNION ELBOW HEAVY OIL 3-4 TUBE D.22 TN9 | 63.44
65325771 | ELBOW CL 1-4 D10 A-2205007 | 22.94
65325772 | STRAIGHT UNION HEAVY OIL 3-4 TUBE D.18 TN9 | 32.48
65325773 | STRAIGHT UNION HEAVY OIL 1-2 TUBE D.18 TN9 | 20
65325774 | ELBOW CL 3-8F-3-8F ART.2109003 | 22.13
65325775 | CONTROL UNIT TEH 211.00 | 172.5
65325780 | GROUP HEAD MAIOR P 500.1-600.1 PR TC | 456.75
65325781 | HINGE SQUARE LUME - HAG770894700 | 78.87
65325782 | LOCK PANEL LUME - HAG770891100 | 187.88
65325783 | MOTOR 0,74KW230/400V T41/3030 GMP | 456.75
65325784 | SOLEN. VALVE SUN SL1V2805 G1/8" 9W 230V | 40.6
65325785 | FAN WHEEL D180/154X81,6 D24 | 229.9
65325787 | CLP. WIRING MAX GAS 170/250 TW CONT.VENTIL. | 182.9
65325788 | HEAD A ROTULE M6 F-ART.EUPFIE 6 D | 22.74
65325789 | FLAME TUBE D215/200/155/172 L400 | 250.71
65325790 | FLAME TUBE D215/200/155/172 L600 | 355.96
65325791 | 3 WAY VALVE TYPE DOE, BDA 230-50-60 | 262.17
65325792 | GROUP HEATER OILF200.1 230-400-50-60 | 1508.19
65325793 | COMBUSTION HEAD M.C.170-200TC CILE | 360.63
65325794 | COMBUSTION HEAD M.C.170-200TL CILE | 361.64
65325795 | GAS NOZZLE D25/16X50 4 DRILL.D3 45° | 63
65325796 | BAFFLE PLATE D142/52X9 15/48SL | 176.9
65325797 | GROUP HEAD OILFL.300.1 2F TC | 1248.65
65325798 | GROUP HEAD MAIOR P 60.1- 80.1 PR TC | 740.95
65325799 | SUPPORT SQUARE ELET.ECOMAX NC1600 ART.R | 209.39
65325800 | SWITCH 1-NC RED COMEPI ART.ECX1030 | 24.6
65325801 | WARNING LIGHT WHITE COMEPI ART.ECX1056 | 22.8
65325802 | TUBE M.HEATER/BLOCK OIL. 170.1/200.1 | 119.67
65325803 | GAS PRESS.SWITCH GAO A2 | 219.95
65325804 | CAPACITOR 30µF VN250-UL | 119.97
65325805 | CAPACITOR 100µF VN250-UL | 115.71
65325806 | MOTOR 0,74KW110V D19 60H | 304.5
65325807 | COIL DUN N° 1111 120V DMV507 | 864.88
65325808 | TIMER RELAY FINDER COD. 85.04.0.125 | 170.82
65325809 | GROUP HEAD MAIOR P 60.1- 80.1 PR TL | 710.5
65325810 | STRAIGHT PUSH IN GASKET 1-8 PIPE 6 COD.2L | 17.46
65325811 | COMBUSTION HEAD BLU 120 TC COMBAT | 299.22
65325812 | BAFFLE PLATE D142/45X9 15/15SL | 154
65325815 | GROUP HEAD STAR 4134 | 165.75
65325816 | LED ELEMENT BLU 14043078 | 56.84
65325817 | LED ELEMENT GREEN 14043067 | 81.2
65325818 | LED ELEMENT RED 14042077 | 81.2
65325819 | TRIPLE TOOL CARRIER 14042032 | 16.4
65325820 | 4 POS. TOOL HOLDER 14043055 | 22.33
65325821 | WARNING LIGHT HOLDER 14042065 | 35.53
65325822 | HANDLE FOR 3-POSITION SWITC IN. 14043044 | 98.05
65325823 | SWITCH EATON 3ST T M22-WLK3-W 14046663 | 97.14
65325824 | ACTUATOR SQM 33.410 A9 | 558.25
65325825 | ACTUATOR SQM 33.510 A9 | 686.24
65325826 | ACTUATOR IC 20.30W3 | 560.79
65325827 | GAS VALVE LFC115/25R05 RP1/2" | 691.42
65325828 | CABLE+PLUG 9P/3X1 L300 FEMALE | 18.1
65325829 | CLP. WIRING MAX 4/30 HT TW CONT.VENTIL. | 178.34
65325830 | GROUP HEATER OILFLAM 120.1 230-400-50 | 1492.25
65325831 | GROUP HEAD BLU 1500.1 TC GN | 340.03
65325832 | GROUP HEAD BLU 1500.1 TL GN | 370.48
65325833 | PIPE D6X1.5 AISI PREL.PRESSURE L 270 | 38.77
65325834 | HOUSING DRILLING D.260 GAS BLU 500-1400 | 213.15
65325835 | PRESSURE CONTROLLER 1 1-2 FGDR 40 | 210.92
65325836 | FLANGE PHOTOCELL UVZ/FZ ART.18807 | 27.71
65325858 | HEATER AGA63.5A27 FOR SKP | 325.21
65325897 | TIME RELAY LOV TM-P | 67.19
65325902 | IGNITION ELECTRODE BLU 1700.1 | 17.5
65325903 | IGNITION ELECTRODE D10X100 d6,4 D3X58 40° R | 43
65325905 | FAN WHEEL D534/364X194 D42MOT.15KW | 1150
65325919 | AIR FLAP D88/75X32+GRADUATED DISK | 72
65325936 | CASING MAIOR 120 DRYER 2STAGES | 246.65
65325938 | GROUP HEAD MAX 4 R TC | 197.93
65325939 | GROUP HEAD MAX 4 R TL | 197.93
65325942 | COUPLING D50/29X61 ACTUATOR SQM45 | 168
65325943 | COUPLING D50/30X30 AIR FLAP/ SQM48 | 121
65325944 | SQUARE HOLDER 115X90X50 MOT. LAMTEC/SIEMENS | 49
65325945 | SQUARE HOLDER 143X114X90 ACTUATOR STE 4,5 | 39
65325948 | FLAME TUBE D142/170/156 L210HOUS.d260 | 247.96
65325959 | COMBUSTION HEAD MULTICALOR 35 TL | 840.72
65325978 | ACTUATOR GEB 336.2E 400N | 330.28
65325986 | CLP. WIRING MAX 4/30 HT TW CONT.VENTIL. CV RELAY | 178.34
65325987 | GROUP HEAD MAX P 35-45 AB | 172.55
65325988 | COMB. HEAD MAIOR P500.1 TC. 3F | 413.31
65326059 | COIL DUN FOR MBDLE403 120V 60H | 276.38
65326075 | GAS VALVE MB-DLE415 B01S22 RP1 1/2+GW10A5 | 1462
65326076 | CONTROL UNIT TCG 211.01 TC | 198
65326079 | CONTROL UNIT TEH 111.00 S | 172.5
65326080 | CONTROL UNIT TEH 131.03 S | 172.5
65326081 | CONTROL UNIT TEH 111.00 L | 172.5
65326082 | CONTROL UNIT TEH 131.03 L | 172.5
65326086 | BAFFLE PLATE D85 8SL | 15.23
65326099 | GROUP HEATER OILFLAM 700-800.1 | 5501.3
65326105 | CONTROL UNIT TEH 231.03 | 172.5
65326111 | GAS VALVE MB-DLE415 B01S22 RP1 1/2 | 1248
65326123 | CONTROL UNIT LME 21.350 C2 | 175
65326130 | IGNITION CABLE D4-D6 L1010 ELBOW PLUG | 9.375
65326131 | IGNITION CABLE D4-D4 L686 ELBOW PLUG | 14.2857
65326132 | IGNITION CABLE D4-D6 L690 ELBOW PLUG | 10.5263
65326133 | IGNITION CABLE D4-D4 L456 ELBOW PLUG | 13.4831
65326144 | CABLE IONISATION D7 L1000 | 55
65326154 | GAS HEAD EQUIPPED VG5/NC95-120 | 603.93
65326178 | CONTROL UNIT LCG 921.01 BT330 | 709
65326189 | ACTUATOR SQN 72.2A4 A20 | 250
65326205 | SOPORTE BOCA DE FUEGO | 157.33
65326206 | FIXING HEAD BRULEUR VL4-NC46/61 H | 157.33
65326207 | FIXING HEAD BRULEUR VL5-NC95/120 H | 253.75
65326208 | FIXING HEAD BRULEUR VL6-NC160/210 H | 456.75
65326209 | FIXING HEAD BRULEUR VG3-NC29/36 G | 157.33
65326210 | FIXING HEAD BRULEUR VG4-NC46/61 G | 157.33
65326219 | CONTROL UNIT LCG 921.01 BT330 UV | 709
65326220 | MAX. GAS PRESS.SWITCH UB 50 A2+CABLE L 600 | 154.38
65326221 | CABLE CELL UV L 620 | 18.27
65326222 | CABLE SUPPLY BOX LAMTEC F152 | 18.27
65326223 | COVER ACTUATOR 169X93X67 | 10.15
65326224 | AIR GUIDE 310X65X100 | 22.33
65326225 | AIR FLAP EQUIPPED | 65.98
65326226 | SUPPORT ACTUATOR | 35.53
65326227 | AIR FLAP EQUIPPED | 76.13
65326229 | ACTUATOR STE 4,5 BO37/6 L | 173.57
65326252 | REDUCTION M-F 3/4 X3/8 (FIG.241) | 5.08
65326253 | CLP. WIRING BLU 7000.1 PR | 2258.38
65326254 | MOTOR 1,5KW 440/60-B5-2P-A24-IE2 | 487.2
65326255 | TUBE GAS TRAIN WITH PILOT MAX D200 | 57.86
65326256 | TUBE SUPPORT HEAD MAX GAS WITH PILOT | 131.95
65326257 | ROTARY SWITCH CPL 4 POS. 2015 | 76.13
65326258 | TUBE HEATER/BLOCK OILFLAM 80.1 | 76.13
65326259 | TUBE PUMP/HEATER OILFLAM 80.1 | 40.6
65326271 | HOUSING V5- NC95/NC120 | 223.3
65326272 | ADAPTER FLEX.DASH03-BANJO | 18.27
65326273 | CONTROL UNIT TCG 231.10TC+Pre V.120s+Perm V. | 198
65326274 | RUBBER FUNNEL KB D6-11.5-14.5-3 | 5.08
65326275 | CONTROL UNIT TCH 231.08 | 198
65326276 | CONTROL UNIT TCH 231.09 | 198
65326277 | CONTROL UNIT TCH 231.10 | 198
65326278 | CONTROL UNIT TCG 531.10 | 198
65326279 | CONTROL UNIT TCG 231.11 | 198
65326280 | CABLE NEW PCB-DISPLAY | 12.69
65326331 | MOTOR 7,5KW 400/690V D38 IE3 ELV BLACK | 1480
65326332 | MOTOR 9KW 400/690V D38 IE3 ELV BLACK | 1502.2
65326333 | MOTOR 11KW 400/690V D42 IE3 ELV BLACK | 1950
65326334 | MOTOR 15KW 400/690V D42 IE3 ELV BLACK | 2050
65326335 | MOTOR 18,5KW380V D42 IE3 ELV BLACK | 2720
65326336 | MOTOR 22KW 400/690V D48 IE3 ELV BLACK | 3250
65326337 | MOTOR 37KW 400/690V D55 IE3 ELV BLACK | 4850
65326338 | MOTOR 45KW 400/690V D55 IE3 ELV BLACK | 7358.75
65326432 | PHOTOCELL QRB 1A BLACK L330 | 35.5
65326434 | PHOTOCELL QRB 1A BLACK L350 | 35.5
65326439 | MOTOR PLATE/FAN WHEEL C03 | 46.59
65326440 | COVER PLATE C03 | 15.23
65326444 | SPEED DRIVES ACS150 1,5KW | 1076
65326445 | SPEED DRIVES ACS150 2,2KW | 1197.7
65326446 | SPEED DRIVES ACS150 3KW | 1654
65326447 | MOTOR 1,5KW+ROTAT. SENSOR / INVERTER | 438.48
65326448 | MOTOR 2,2 KW+ROTAT. SENSOR / INVERTER | 678.02
65326449 | MOTOR 2,5 KW+ROTAT. SENSOR / INVERTER | 678.02
65326450 | CONTROL UNIT LCG 911.02 | 535
65326451 | CONTROL UNIT LCG 921.02 | 709
65326452 | CONTROL UNIT LCG 921.03 | 709
65326514 | COVER SUPPORT PILLAR+SCREW L 205,5 | 17.05
65326515 | GROUP HEATER OILFLAM 44 KW | 5531.75
65326516 | PHOTOCELL QRB1A L570+RAST5 | 35.5
65326517 | SET PRESS. TUBES+FITTINGS/VGD (PL+PF) | 53.8
65326629 | COVER HOUSING P1.40 L/LMO GREY | 32.18
65326630 | REVERSIBLE CAP/COVER P1-P2 L/LMO | 5.08
65326632 | PHOTOCELL QRB1A A050B70A+PLUG 2P L80 | 35.5
65326633 | PHOTOCELL QRB1A A048B70B+PLUG 2P L80 | 35.5
65326634 | PHOTOCELL QRB1B A050B70A+PLUG 2P L80 RED | 35.5
65326635 | PHOTOCELL QRB1A L220+RAST5 | 35.5
65326637 | PHOTOCELL QRB1A LG.570+CONN. 2P AMP | 35.5
65326646 | ELECTRODE BLOCK 40X25 D4 D1,34X27 45° | 6.5
65326665 | BURNER BODY SUPP. SPACER VECTRON6/NC160 | 172
65326666 | AIR RECTIFIER 148/162 2BL. | 82
65326667 | FLAME TUBE D170,8/141 L305 | 365
65326668 | FLAME TUBE D170,8/141 L525 | 365
65326669 | FLAME TUBE D170,8/141 L415 | 365
65326670 | FLAME TUBE D227/145/205 L343 | 365
65326671 | FLAME TUBE D227/145/205 L543 | 405
65326672 | FLAME TUBE D227/145/205 L443 | 405
65326673 | BAFFLE PLATE D145/50X13,5 8SL. 6DRIL | 93
65326674 | BAFFLE PLATE D115/40X13,5 9SL. 6DRIL | 82
65326678 | CONTROL UNIT TCG231.13 TC+PR.V.600S+BO | 198
65326679 | SOLEN. VALVE PAR VE140.4AR 14W+UNIONS | 219.95
65326680 | THERMOSTAT 55/110 C/ALB.C3000CD.16090038 | 114.9
65326681 | THERMOSTAT 115C SECU.C3000 COD.16090256 | 108.81
65326682 | ADJUST ROD HEAD D12 L632X103 90° | 62
65326683 | ADJUST ROD HEAD D12 L832X103 90° | 62
65326687 | CONTROL UNIT TCG 161.11 PERM. VENTIL. | 198
65326690 | IGNITION CABLE D7,5 PIPE 90°/ D4 L1000 | 11.88
65326712 | DISPLAY/CONTROLL UNIT BT3XX | 170.82
65326735 | ELECTRICAL PLATE MOUNTED C120/160/210B517 | 3737.43
65326736 | ROD SUPP.HEAD BASE D10/6,5X114 G1/8 | 20
65326796 | CAM ASSEMBLY+LEVER+SPINDLE/SQM50 | 430
65326797 | AIR FLAP ASSEMBLY+LEVER+SPINDLE MAXGAS | 165
65326804 | ACTUATOR STE 4,5 Q3.51/6 L 3NM | 365.4
1128784381 | CASING AIR INTAKE CPL EK6.240 EK8.550R | 2170
1128801525 | CASING AIR INTAKE CPL EK6-EK8 E | 2208
1148583215 | FRONT PLATE COVER INV. EK04 | 45.37
1180559580 | INSPECTION GLASS D55X21 GREEN | 13.3
1180559591 | NUT FOR INSPECTION GLASS | 15.94
1180603227 | INSPECTION GLASS 55X21 | 17.26
1188052260 | COVER INSPECTION GLASS | 14.21
1218333755 | MOTOR 11KW400/690V D42 | 1624
1218692382 | MOTOR 22KW400/690V D48 | 2752.68
1218790509 | ACTUATOR SAD 15.0 | 805.4
1218790510 | ACTUATOR STM 40 Q15.51/8 2N L POT.23050 | 649.6
1218795333 | MOTOR 2,2KW230/400V 1400 tr/mn GMP | 1275.86
1218795344 | MOTOR 3KW230/400V D28 1400 tr/mn GMP | 1268.75
1218802211 | MOTOR 1,1KW230/400V IE2 GMP | 781.55
1218838880 | MOTOR 5,5KW400/690V D38 | 1218
1230520536 | COUPLING D50/20X6 | 87.7
1235082188 | COUPLING R1"Z TEMA VITON | 398
1235082199 | COUPLING RP1/2" TEMA | 178.84
1235082202 | COUPLING 19440 | 595
1238253529 | COUPLING DISK D75X12 | 74.6
1238254408 | HALF COUPLING SQM10 D50/10X21 | 105
1238271690 | HALF COUPLING VBR SQM D50/12X21 | 142.1
1238795388 | COUPLING D19/24 PW DM12/MW DM19 | 165.34
1238795399 | COUPLING D24/28 PW DM18/MW | 187.78
1238795402 | COUPLING D28/38 PW DM22/MW | 267.25
1238795413 | GASKET/COUPLING D19/24 | 88.31
1238795424 | COUPLING D24/28 GMP | 116.73
1238795435 | COUPLING D28/38 | 131.95
1238795582 | COUPLING D19/24 PW DM12/MW DM24 | 165.34
1248103180 | FAN WHEEL D475/240X68 D38 | 1345.89
1248115602 | FAN WHEEL D475/240X96 D38 | 1761.03
1248132929 | FAN WHEEL D578/350X112 D42 | 1420
1248139066 | FAN WHEEL D475/240X130 D38 | 1761.03
1248174454 | FAN WHEEL D500/356X98 D42 | 1946.47
1248706909 | FAN WHEEL D500/321X120 D42 | 1761.03
1248729406 | FAN WHEEL D475/275X100 D38 | 817.08
1248786376 | FAN WHEEL D450/224X86 D24 | 1398
1248788407 | FAN WHEEL D475/275X110 D38 | 1927
1248823029 | FAN WHEEL D578/350X132 D48 | 1870
1265091883 | BEARING 50336 BRONZE | 49.74
1265094780 | AIR CONDUIT 122X145 | 117.74
1265106005 | SUPPORT 50766-1 | 49.74
1265109413 | SCREW 19675/1 | 40.6
1265134410 | AIR THROTTLE BG RPD | 532.88
1265152070 | AIR THROTTLE BG RPD70 | 532.88
1318791740 | MOTORPUMP GROUP SMG1631-D-4-10-So 2200l/h | 4451.79
1318802164 | OIL PUMP VBGR MZD 420 SO 735L/H | 1238.3
1318802175 | OIL PUMP VB/R 900L/H | 1238.3
1318802186 | OIL PUMP VBHR MD 410 SO 1200L/H | 2080.75
1318802200 | OIL PUMP VBHGR P-D-4-10 SO 2200L/H | 3907.75
1345089270 | GAS FILTER TYP 14HP R 1Z-DN25 PN40 | 512
1425088700 | CAP 11483 | 205
1425088777 | CAP NOZZLE ROD 845-16 | 63.95
1425099343 | ADAPTER D63X93 MAT4957 WITHOUT NEEDLE | 875
1428071243 | CONNECTION PART | 147.58
1428261710 | HEATER NOZZLE ROD 100W/220V EK60 | 1814.01
1428262644 | TRACE HEATING CPL 150W | 470
1428266873 | NOZZLE ROD L 580 MAT-DG | 2797.85
1428711828 | NOZZLE ROD DG75.1 NC L.361 | 4049.04
1455089167 | ATOMIZER PM 100-4 PL 12121-12 | 292
1455089281 | ATOMIZER 12121-15 120X5.0 | 292
1455089429 | ATOMIZER 170-7.5 6014-18 GM | 292
1455089645 | ATOMIZER 70 E = 3 MAT 12121-5 | 334
1455094202 | DISK 180 MAT 12125-18 | 282.68
1455094213 | DISK PM 260 12125-26 | 282.68
1455094224 | DISK 280 MAT 12.125-28 | 282.68
1455094235 | DISK GM 370 4944-11 | 282.68
1455094304 | DISK PM 120 12201-1 | 185.85
1455094315 | DISK GM 170-17 12201-2 | 185.85
1455099581 | DISK 120 MAT 13391-6 | 282.68
1455099592 | DISK 130-13391/5 (AB35015989) | 282.68
1455099650 | DISK 150 MAT 16231-4 | 282.68
1455099683 | DISK 150 MAT 16231-3 | 282.68
1455099741 | DISK 180 MAT 13391-1 (AB35015989) | 282.68
1455099843 | DISK 220 MAT 13391-9 (AB35015989) | 282.68
1458136147 | DISK 160 MAT 13391-2 (AB35015989) | 282.68
1458136169 | ATOMIZER 90 E=3 MAT NR.937-114 | 332
1458136170 | ATOMIZER 937-112 80/4 | 344
1458262655 | ATOMIZER 120 E=4 MAT937-118 | 523
1458262666 | DISK PM 260 12125-26 | 282.68
1458262837 | ATOMIZER 937-112 80/3 | 313
1458263841 | ATOMIZER 120 E=5 MAT 12.121-18 | 292
1458286122 | DISK 130 MAT 10536-15 | 282.68
1458286133 | ATOMIZER 70 E = 3 MAT 937-110 | 474
1458290708 | DISK 110 MAT 13391-7 | 282.68
1465085449 | RING D22/12X12 DIN705-A12 | 13.2
1470509206 | OIL CONTROLLER L-DRV 3/8 NR21 300-600 | 903.55
1470509217 | OIL CONTROLLER L-DRV 3/4 NR22 1000-2000 | 1177.4
1475101179 | NEEDLE FOR NOZZLE MAT 4957-9-7 | 269.18
1478125571 | ONE-WAY SHUTTER ROMA G3/8" | 62.52
1478125582 | ONE-WAY SHUTTER Rp1/2" PN25BAR | 63.23
1478263932 | SOLEN. VALVE LUC 321H2522 20W | 950
1478268857 | SOLEN. VALVE MK20NC G3/4 TUV | 1705
1478435383 | YELLOW SPRING DN50(30-70 MBAR) | 48
1478615094 | FILTER SCREEN+GASKET MBDLE 403 | 16.75
1478787517 | SOLEN. VALVE LUC 121F2523 P8PG1119W | 304.2
1478787528 | SOLEN. VALVE LUC 321F2523 P8PG1119W | 304.2
1478797282 | GAS VALVE CG15 R03 D1 50W6 | 435
1478815021 | LEVER GAS FLAP | 638
1478836180 | GAS ACTUATOR SKP 15.000 E2 W.O.END SWITCH | 380
1478836191 | GAS ACTUATOR SKP 75.003 E2 W.O.END SWITCH | 862.75
1478839087 | GAS ACTUATOR SKP 25.003 E2 W.O.END SWITCH | 588.7
1485094508 | OIL HOSE L610 RP3/4" 13808 | 208.08
1485094519 | OIL HOSE L540 1/2" 13810 | 187.06
1488424046 | OIL HOSE M30X1,5 DN20 BEIDS | 94.9
1488436955 | OIL HOSE M38X1,5 DN25 L 1500 | 136.82
1488818611 | OIL HOSE L1000 (2 PIECES) | 587.38
1560520489 | GASKET SHOE | 84.25
1560521379 | MODULATING CAM | 370.48
1560535104 | THREADED PIN WITH BALL M8X41 | 17.46
1565092411 | ROTARY CAM F MVR KL OIL | 2140.64
1565092444 | THREADED PIN WITH BALL M8X70 MVR99 | 11
1565103540 | SPRING 4038-44 | 21.72
1565115142 | SPINDLE / MODULATION WAN 4 D30X439 M12 | 230.71
1568254953 | ACTUATOR SQM 10.16502 ROT.LEFT | 574
1568478980 | ROTARY CAM F MVR KL OIL | 925
1568494408 | ACTUATOR SQM 11.16502 | 770
1568540607 | ACTUATOR SQM 21.18502 | 1136.8
1568807170 | LINKAGE FOR AIR FLAP | 149.1
1598703422 | SPACER Z960K4 | 169.2
1615082531 | BAFFLE PLATE D260/50 | 1116.5
1615083829 | BAFFLE PLATE D270/80 MAT 6128-127 | 225.43
1615117762 | BAFFLE PLATE HOLDER | 289.88
1615117784 | BAFFLE PLATE HOLDER | 328.45
1615119359 | BAFFLE PLATE W.DRILLING+HOLDER RPD50 | 1125
1618133386 | SWIRLER D155/50 WM | 274.66
1618260762 | BAFFLE PLATE HOLDER | 138
1618262815 | BAFFLE PLATE D170/70 MAT 6128-117 | 165
1618266704 | BAFFLE PLATE D160/70 MAT 6128-115 | 211.53
1618266715 | BAFFLE PLATE D220/70 MAT 6128-122 | 234
1618272648 | BAFFLE PLATE D164/70 BEF.110 | 588.19
1618272966 | BAFFLE PLATE D164/80 BEF.110 | 271.41
1618292022 | BAFFLE PLATE D200/70 TK158 | 488.52
1618554545 | BAFFLE PLATE D285/80 BEF.110 | 680.25
1618566023 | BAFFLE PLATE D360/80 | 911.06
1618596989 | BAFFLE PLATE D300/74 TK230 | 987.6
1618611832 | BAFFLE PLATE D270/80 TK230 | 528
1618611854 | BAFFLE PLATE D300/80 TK230 | 667.46
1618611876 | BAFFLE PLATE D350/80 | 822
1618689889 | DEFLECTOR D240/70 TK 210 ZTEILING | 659.95
1618709113 | BAFFLE PLATE D280/74 TK230 | 1410.85
1618710438 | BAFFLE PLATE D280/74 TK230 2 AUSKL | 1410.85
1618725335 | HELIX D180/80 | 406.71
1618725426 | BAFFLE PLATE D280/74 BEF.110 | 1319.5
1618726521 | SWIRLER D220/80 H20 45° | 440.61
1618737108 | BAFFLE PLATE D190 TK158 | 450.56
1618770396 | BAFFLE PLATE D170 TK158 | 463.96
1618771184 | BAFFLE PLATE D320 TK230 | 642.8
1618794716 | BAFFLE PLATE D236/50 BEF.110 | 317.49
1618795742 | BAFFLE PLATE D250/60 TK210 | 547.29
1618808468 | BAFFLE PLATE D270/60 TK210 | 664.11
1618810402 | BAFFLE PLATE D250 TK210 | 451.57
1618810413 | BAFFLE PLATE D220 TK210 | 469.64
1618810424 | BAFFLE PLATE D224 TK230 | 421.23
1618810435 | BAFFLE PLATE D250 TK230 | 532.27
1638244131 | FLAME TUBE D389/346 L405 | 845.5
1638257849 | FLAME TUBE D369/343 L405 DELTA | 830.07
1638259538 | FLAME TUBE KL70RS II SEUM NX55 | 630.92
1638259550 | FLAME TUBE KL70 Z/R 17850-10 | 903.35
1638259629 | FLAME TUBE D179/178X365 17404-7 | 1065
1638272831 | FLAME TUBE D325/300 L425 | 848.95
1638295838 | FLAME TUBE D389/346 L605 | 1344.88
1638295850 | FLAME TUBE D369/343 L605 DELTA | 964.25
1638546661 | FLAME TUBE D460/430/373 L440 | 795.15
1638707219 | FLAME TUBE D460/431,5/392 L720 | 1413.9
1638707220 | FLAME TUBE D460/431,5/392 L820 | 1990.92
1638707253 | FLAME TUBE D431,5/360 L910 DELTA | 2207.63
1638709146 | FLAME TUBE D431,5/360 L710 DELTA | 2015.08
1638727057 | FLAME TUBE D450/431/320 L630 | 1084.63
1638729440 | FLAME TUBE D431/350 L690 DELTA | 1542.6
1638772018 | FLAME TUBE D350/325/225 L515 | 916.24
1638791784 | FLAME TUBE D345/325 L612 | 929.3
1638799460 | FLAME TUBE D350/306 L405 | 1093.16
1638810537 | FLAME TUBE D369/346 L705 DELTA | 1603.7
1638810559 | FLAME TUBE D460/431,5 L740 DELTA | 1342.85
1638810606 | FLAME TUBE D369 L830 DELTA | 1324.58
1645093845 | FLAME TUBE D491/420 GRL. | 1053.47
1645093903 | FLAME TUBE RPD 70 11622 | 1100.77
1645093936 | FLAME TUBE RPD30 100% | 630.92
1658418384 | NAMUR PROBE 2 CABLES | 147.18
1688139737 | GASKET/GAS HEAD D200/160X2 | 30.45
1688178252 | GASKET/GAS HEAD D116/83X2 | 29.43
1688294017 | IGNITION BURNER ZB 2 | 144.13
1688611605 | GAS CAP D12/30X40 | 31.77
1688737379 | GAS NOZZLE D35X2,2 BO18 | 123.53
1688737664 | GAS NOZZLE D35x2,2 | 60.9
1718850339 | HANDY CONTROL BOARD ETAMATIC OEM | 1602.58
1728703262 | IGNITION ELECTRODE D11X220 D3X150 20° L 150 d4 | 50.75
1728712343 | IGNITION ELECTRODE D14X125 d6,4 D2,6X150 45° | 50.75
1728777751 | IGNITION CABLE D6,4/D6,4 L1500 AP | 86.28
1728811847 | IGNITION ELECTRODE D14X125 D2,6X150 45° L 1500 | 106.58
1738733651 | IGNITION TRANSFO. ZM20/14 2X7 230V ED50 | 198
1755085698 | HOLDING RING 75X18 RPD | 35
1758106258 | PHOTOCELL QRA 2 | 170.52
1758271338 | ADAPTER LAC / LAL KF8808 | 172
1758353913 | PHOTOCELL QRA 53 E27 | 670
1758555560 | POTENTIOMETER ASZ12.833, 1000 OHM | 200.16
1758811778 | PHOTOCELL IRD LX100 EK-S | 2639
1758811789 | TRANSFORMER ML30.100 - 24V DC | 195.9
1758817312 | TRANSFORMER 230V / 24V DC BCS O2 PROBE | 267
1768494613 | AIR PRESS.SWITCH DS A43 F001 | 399
1968344489 | GASKET/BURNER FLANGE 380X380X3 D345 | 111.65
1968423167 | GASKET/BURNER FLANGE 320X320X3 D280 | 116.73
1968544438 | GASKET/HOUSING-HEAD 540X540X8 D435 | 111.65
1968546901 | GASKET/BURNER FLANGE 540X540X3 D465 | 116.73
1968570610 | GASKET/HOUSING-HEAD 460X460X8 D370 | 88.31
1968570621 | GASKET/BURNER FLANGE 460X460X3 D400 | 116.73
1968741831 | GASKET/BURNER FLANGE 420X420X3 D343 | 116.73
1968777499 | GASKET/HOUSING-HEAD 320X320X8 D230 | 162
3333000420 | GASKET/BURNER FLANGE D370/225X10 | 57.14
3333000925 | RUBBER FUNNEL | 14.41
3333004344 | IGNITION ELECTRODE D14X80 d4 D3X122 60° | 37.56
3333008844 | MOUNTED FLOW CONTROLLER 100-250 KG/H | 680
3333009282 | FAN WHEEL D290 X114 D38 | 797.28
3333009770 | MOUNTED FLOW CONTROLLER | 1268.75
3333012428 | FLAME CUP D134/167 L206 | 169.4
3333013618 | HYDRAULIC JACK 2 POSITIONS | 347.64
3333014405 | TURBINA 250 X 102 | 688
3333031324 | IGNITION CABLE BERU D6,4 L500 | 45.68
3333032916 | GAS NOZZLE D89/50X110 | 614
3333039906 | BAFFLE PLATE D165/50 9SL | 616
3333100957 | OIL PUMP NVBGR PIC 600L/H | 1421
3333112302 | JACK SOCKET | 3.05
3333118160 | O-RING D54,5X3/FILTER NBR | 15
3333121878 | IGNITION TRANSFO. ZA30/050 1X5 230V L250 | 136
3333123039 | AIR PRESS.SWITCH DL 50 A 2,5-50MB | 101.5
3333211234 | FLAME CUP D214/220/202 L283 | 556.02
3333212172 | BAFFLE PLATE D110/45 12SL TK80+ELECT. L70 | 162.4
3333212217 | ACTUATOR EA 2 38,5S 5 CAM SQUARE AXIS | 720
3333213387 | IGNITION ELECTRODE D8X120 d6,4 D3X10 180° | 55.6
3333213496 | FLAME CUP D270/323X148 HALSL 236 | 1002
3333218350 | BAFFLE PLATE D187/80 TK130 2DRIL. | 216
3333218355 | IGNITION ELECTRODE D14X200 d6,4 D4X84 80° L | 127.1
3333218356 | IGNITION ELECTRODE D14X200 d6,4 D4X85 80° R | 127.1
3333218357 | IGNITION ELECTRODE D14X200 d4 D4X36 110° | 73.08
3333218588 | NOZZLE HEAD D88.9X94 groove 2.5 | 366
3333260384 | RESISTOR ANTI-PARASITE CABLE HT | 22.43
3333261992 | ACTUATOR EA 2 38,5S 5 CAM | 601.29
3333550051 | FUSE 5X20 T6,3A 250V | 12
4488816239 | OIL HOSE DN 16, NL 1000 | 218.23
4488818600 | OIL HOSE DN 16, NL 1200 | 218.23
5148112089 | UNION M.A-GEW. GF6331 SERTO | 59.89
5778002180 | GASKET ALUMINIUM D21/26X1,5 DIN7603 | 5.08
5788707004 | SET GASKET OIL PUMP D12 | 177.12
5788707015 | SET GASKET OIL PUMP D18 | 345
5788707026 | SET GASKET OIL PUMP D22 | 345
8110289263 | SCREWS M4X10 | 1
8650410535 | BALL LINCKAGE AIR FLAP M6 | 8.73
8658142069 | BALL-GASKET DIN71802 CS13-M8 | 11.57
0EVSIP001 | COUPLING MOTOR 70/110W ACC (5 PIECES) | 23.35
0EVSIP005 | COUPLING MOTOR 450W ACC (5 PIECES) | 22.33
0EVSIP014 | IGNITION CABLE D6,4 L450X4 | 25.38
0EVSIP016 | SET IGNITION ELECTRODE+ IONISATION PROBE | 30.45
0EVSIP017 | IGNITION ELECTRODE D6,2X55 d6,4 D2X20 45° R+L (X2) | 47.2
0EVSIP019 | IGNITION ELECTRODE D14X80 d6,4 D3X67 60° (X2) | 121.8
0EVSIP020 | IGNITION ELECTRODE D6X60 d6,4 D2X15 90° (X4) | 76.53
0EVSIP024 | IONISATION PROBE D8X50 D2X45 L 500 d5 (X2) | 50.75
0EVSIP028 | GASKET ALUMINIUM D10/14X1,2 G1/8(X10) | 22.33
0EVSIP036 | SOLEN. VALVE RAP BV01 1.2M13 G1/8 2WAY (2 pieces) | 141.69
0EVSIP041 | JACK PLUG D4 X 4 ITEMS | 30.96
0EVSIP047 | BUTTON ADJUST AIR FLAP EL-EG01-02 (2 PIECES) | 29.23
0EVSIP050 | PREHEATING NOZZLE ROD+ CABLE | 122.92
0EVSIP065 | CIRCUIT EL02/02A/03/1DV | 123.22
0EVSIP066 | MAINTENANCE CASING | 103.63
0EVSIP067 | SCREWDRIVER TORX T20+T27 L 200 | 53.49
0EVSIP078 | SET TEFLON CABLE EG01A | 99.77
0EVSIP087 | SET PUMP 1/4"+ OIL HOSE 1/8 | 67.29
0EVSIP088 | SET B.PLATE D93/30+ELEC.D8 d6,4D3X38 45° | 158.54
0EVSIP093 | IGNITION ELECTRODE D6X80 d4 D2X7 (X2) | 21.32
0EVSIP094 | IONISATION PROBE D8X80 d4 D2X27 80° (X2) | 26.8
0EVSIP096 | GASKET/BURNER FLANGE D172/80X5 (X2) | 24.77
0EVSIP097 | GASKET/BURNER FLANGE D172/90X5 (X2) | 25.68
0EVSIP101 | ELECTRODE IGN.+ION. D8X80 d4 D2X27 80° | 25.5
0EVSIP102 | ELECTRODE IGN.+ION. D6X55 d6,4 D3X38 | 30.45
0EVSIP105 | ELECTRODE IGN.+ION. D8X150 d6,4 D3/4X40 | 28.42
0EVSIP106 | ELECTRODE IGN.+ION. D8X120 d6,4 D3/4X38 45° | 32.48
0EVSIP107 | ELECTRODE IGN.+ION. D8X120 d6,4 D3/4X31 45° | 32.48
0EVSIP108 | COUPLING MOTOR ACC-HANING | 11
0EVSIP109 | SET ADAPTER LFI7.33->LGB22 | 416.15
0EVSIP112 | SET REMPLACE PRESSURE SWITCH DGC360C | 155.3