## AvantaPlus
Avantaplus
Producto | Referencia | Descripcion | Posicion | PVP
Avantaplus 24S 1 | S62748 | Casing Front Panel | 1001 | 105.19
| S62708 | Screw M5 X 20 (20 Pcs.) | 1002 | 21.59
| S62723 | Fixing Strip Heat Exchanger 28Kw | 1003 | 22.87
| S62709 | Sealingfront casing (20 m) | 1004 | 49.06
| S62711 | Grommet 15Mm Id X 48Mm Od (5 Pcs) | 1005 | 24.59
| S62720 | Grommet Feed Through 15Mm Id X 46Mm Od ( | 1006 | 21.31
| S62736 | Cable Clamp | 1007 | 23.16
| S62721 | Self Tapping Screw K3,5X6,5 (15 Pcs) | 1008 | 16.11
| S62727 | Grommet 20 Mm. (15 Pcs) | 1009 | 26.03
| S62788 | Mounting Plate | 1010 | 61.29
| S100074 | Mounting Plate | 1011 | 49.78
| S62791 | Mounting Set For Boiler | 1012 | 14.83
| S100230 | Bracket Filling/Safety Valve | 1013 | 36.98
| 7619082 | Maintenance kit Avanta V2 |  | 64.33
| 7668579 | Maintenance kit Avanta V2 (basic) |  | 47.62
Producto | Referencia | Descripcion | Posicion | PVP
Avantaplus 24S 2 | S62777 | Heat Exchanger 24/28 Kw | 2001 | 705.16
| S62779 | Heat Exchanger Front Plate 24/28Kw | 2002 | 251.94
| S62741 | Burner 24/28Kw | 2003 | 68.05
| S62743 | Electrode Ignition/Ionisation | 2004 | 38.55
| S59118 | Glass Inspection Set | 2005 | 13.8
| 7619579 | Insulation Front Plate Heat Exchanger | 2006 | 54.54
| S62768 | ADAPTER FLUE GAS 60/100 | 2007 | 78.9
| S100240 | Flue Connection 2X Ø 80Mm. | 2007 | 195.83
| S100465 | ADAPTER FLUE 80/125 | 2007 | 45.93
| S62232 | Screw Cap Flue Gas Measure Point (5 Pcs. | 2008 | 21.15
| S101381 | Piping Set Hydraulic 24kW | 2009 | 256.69
| S62728 | Vent Auto Air Bleed Device | 2010 | 26.78
| 7731044 | Pump conversion kit to A-labeled pump | 2011 | 439.14
| 7791320 | Pump 24-39kW | 2011 | 335.26
| 7820434 | Energy-efficient pump | 2011 | 269.93
| 7632905 | Pump cable (energy-efficient pump) | 2011 | 24.47
| S100197 | Airvent Pump | 2011 | 51.94
| S62749 | Siphon (With Hose) | 2012 | 28.35
| S58733 | Sensor Temperature (2 Pcs.) | 2013 | 47.78
| S59596 | Gasket coverplate heat exchanger (10 pie | 2014 | 74.38
| S103172 | Gasket for burner (5 pcs.) | 2015 | 40.14
| S62718 | O-Ring 94Ø X 2 (10 Pcs.) | 2016 | 19.71
| S62105 | Gasket For Electrode (10 Pcs.) | 2017 | 14.67
| S59586 | Hairpin Spring 18 Mm (10 Pcs.) | 2018 | 22
| S58731 | Hairpin Spring Pump 18Mm (10 Pcs.) | 2019 | 17.55
| S59597 | O-Ring 18Ø X 2.8 (10 Pcs.) | 2020 | 13.16
| S56155 | Gasket 23,8x17,7x2mm (20 Pcs.) | 2021 | 16.24
| S59578 | Screw M5X8 (20 Pcs.) | 2022 | 13.6
| S54755 | Nut Flange M6 (20 Pcs.) | 2023 | 13.54
| S48950 | Screw M4 X 10 (50 Pcs.) | 2024 | 14.83
| S58730 | O-Ring 17X4 (10 Pcs.) | 2025 | 13.16
| S62733 | Pressure gauge G1/4" 0-4 bar | 2026 | 24.88
| S62751 | Cover Gas/Air Chamber | 2027 | 64.76
| S62719 | Gasket front plate - mixing chamber (10 | 2028 | 40.58
| S62742 | Cover Plate For Burner | 2029 | 38.86
| S62729 | Valve Non Return (5 Pcs.) | 2030 | 27.19
| S44483 | Nut M 8 (10 Pcs.) | 2032 | 14.37
| S58757 | Hairpin Spring 17Mm(10 Pcs.) | 2033 | 21.43
| S62433 | O-Ring Ø 12.5 X 2 (10 Pcs.) | 2034 | 12.54
| S62753 | Expansion vessel 8 liter | 2035 | 122.15
| S62715 | Gasket Ø 14,5X8,5X2 (10 Pcs.) | 2036 | 22.87
| S62714 | O-Ring Ø 9,19 X 2,62 (10 Pcs.) | 2037 | 21.31
| S62712 | Hairpin Spring 10 (10 Pcs.) | 2038 | 19.43
| S62394 | Sealing Ring Syphon (10 Pcs.) | 2039 | 22.74
| S62713 | O-Ring Ø 20 X 2,5 (10 Pcs.) | 2040 | 11.62
| S62793 | Spacer H=15Mm (5 Pcs.) | 2041 | 20.43
| S62757 | Pipe Between Pump And Expansion Vessel | 2042 | 40.14
| S62233 | Plug For Air Inlet Measure Point (5 Pcs) | 2043 | 19.43
| S101350 | Pressure switch | 2044 | 23.46
| S100814 | Clip 10,3 (5 Pcs.) | 2045 | 10.61
| 7605371 | Hairpin Spring 9.4 mm (5x) | 2045 | 11.72
| 7619082 | Maintenance kit Avanta V2 |  | 64.33
| 7668579 | Maintenance kit Avanta V2 (basic) |  | 47.62
Producto | Referencia | Descripcion | Posicion | PVP
Avantaplus 24S 3 | S100011 | Fan Assembly 24V | 3001 | 300
| S58683 | Venturi | 3002 | 86.04
| S62767 | Air Supply Silencer | 3003 | 57.11
| S62758 | Piping Set Gas 24/28Kw | 3004 | 75.53
| S58685 | Gas Combination Block | 3005 | 156.26
| S45182 | Gasket For Flue Fan (10 Pcs.) | 3006 | 19.12
| S58739 | O-Ring 63Ø X 3 (10 Pcs.) | 3007 | 16.68
| S58762 | O-Ring 14.5Ø X 2 ( 10 Pcs.) | 3008 | 9.46
| S62715 | Gasket Ø 14,5X8,5X2 (10 Pcs.) | 3009 | 22.87
| S56155 | Gasket 23,8x17,7x2mm (20 Pcs.) | 3009 | 16.24
| S46687 | Nut Flange M5 (10 Pcs.) | 3010 | 8.76
| S59149 | Screw M6X12 (15 Pcs.) | 3011 | 12.44
| S58757 | Hairpin Spring 17Mm(10 Pcs.) | 3012 | 21.43
| S62794 | Nut 1/2" (5 Pcs.) | 3013 | 16.42
| S56157 | Gasket Ø 18.3 X 12.7 X2 Mm. (10 Pcs.) | 3014 | 12.8
| 7781928 | Gas valve | 3015 | 63.17
| S62725 | Hairpin Spring 22 Mm(25 Pcs.) | 3016 | 23.16
| 7619082 | Maintenance kit Avanta V2 |  | 64.33
| 7668579 | Maintenance kit Avanta V2 (basic) |  | 47.62
Producto | Referencia | Descripcion | Posicion | PVP
Avantaplus 24S 4 | 7631145 | Control board Bic328 | 4001 | 378.25
| S62739 | Display Print Board | 4002 | 51.79
| S62750 | Transformer Ignition | 4003 | 64.17
| 7631139 | Cable Set | 4004 | 143.46
| 7637693 | Cover Display (aluminum) | 4005 | 32.66
| S62735 | Controlpanel Back | 4006 | 21.02
| S62710 | Self Tapping Screw 3,5X10 (50 Pcs.) | 4007 | 14.83
| S14254 | Sheet-Metal Screw 4,2X9,5 (20 Pcs.) | 4008 | 12.39
| S33974 | Screw M4 X 16 (10 Pcs.) | 4010 | 16.68
| S43561 | Fuse Glass 2 Amp Slow (10 Pcs.) | 4011 | 41.87
| S59372 | Cable Clamp | 4012 | 12.85
| S62726 | Gasket Clock Blank (5 Pcs.) | 4013 | 21.31
| 7619082 | Maintenance kit Avanta V2 |  | 64.33
| 7668579 | Maintenance kit Avanta V2 (basic) |  | 47.62
Producto | Referencia | Descripcion | Posicion | PVP
Avantaplus 24S 5 | S62771 | Hydro Block Right System | 5003 | 115.68
| S62770 | Hydro Block Left System | 5004 | 229.19
| S58730 | O-Ring 17X4 (10 Pcs.) | 5007 | 13.16
| S56155 | Gasket 23,8x17,7x2mm (20 Pcs.) | 5010 | 16.24
| S59578 | Screw M5X8 (20 Pcs.) | 5012 | 13.6
| S100032 | Filter System Or Plate X Primary Flow (5 | 5013 | 18.43
| S62722 | Hairpin Spring 16,5(10 Pcs.) | 5014 | 29.91
| S62763 | Safety Pressure Relief Valve With Pipe | 5015 | 63.45
| S62720 | Grommet Feed Through 15Mm Id X 46Mm Od ( | 5016 | 21.31
| S58757 | Hairpin Spring 17Mm(10 Pcs.) | 5017 | 21.43
| S62433 | O-Ring Ø 12.5 X 2 (10 Pcs.) | 5018 | 12.54
| S40824 | Clamp Ring 22Mm (10 Pcs.) | 5019 | 16.99
| S62725 | Hairpin Spring 22 Mm(25 Pcs.) | 5020 | 23.16
| S62730 | Gasket 27,4X18,2X2 (20 Pcs.) | 5021 | 26.03
| S62765 | Valve For 22Mm Flow & Return | 5023 | 68.93
| S100244 | Piping Set Including Gaskets | 5026 | 94.96
| S100233 | Shut-Off Cock 7/8" M10X1 | 5027 | 88.77
| S62754 | Pipe F/R Bypass | 5028 | 45.46
| S62532 | Valve Press Relief For R/F By-Pass | 5029 | 11.28
| S46023 | Nut For 22Mm Copper Tail (10 Pcs.) | 5031 | 38.11
| S100245 | Piping Set Including Shut-Off Cock M10-Ø | 5034 | 124.9
| S100231 | Nut M10X1X5 (5 Pcs.) | 5036 | 27.47
| S100235 | Shut-Off Cock M10-Ø10 | 5037 | 50.37
| S100222 | Sealant Cap (2 Pcs.) | 5038 | 23.9
| S62715 | Gasket Ø 14,5X8,5X2 (10 Pcs.) | 5039 | 22.87
| S100402 | Coupling 3/4" X 22 X 1 |  | 50.65
| 7619082 | Maintenance kit Avanta V2 |  | 64.33
| 7668579 | Maintenance kit Avanta V2 (basic) |  | 47.62
Producto | Referencia | Descripcion | Posicion | PVP
Avantaplus 24S 9 | S63112 | PIPE-WORK KIT | 9001 | 167.31
| S100209 | Stand Off Frame | 9004 | 213.82
| S56157 | Gasket Ø 18.3 X 12.7 X2 Mm. (10 Pcs.) | 9005 | 12.8
| S40824 | Clamp Ring 22Mm (10 Pcs.) | 9006 | 16.99
| S37365 | Clamp Ring 15Mm (10 Pcs.) | 9007 | 24.88
| S46023 | Nut For 22Mm Copper Tail (10 Pcs.) | 9008 | 38.11
| S58766 | Nut For 15Mm Copper Tail (10 Pcs.) | 9009 | 27.19
| S62725 | Hairpin Spring 22 Mm(25 Pcs.) | 9010 | 23.16
| S62432 | TIMER CLOCK | 9012 | 154.97
| 7619082 | Maintenance kit Avanta V2 |  | 64.33
| 7668579 | Maintenance kit Avanta V2 (basic) |  | 47.62
AvantaPlus Combi
Producto | Referencia | Descripcion | Posicion | PVP
Avantaplus combi 1 | S62748 | Casing Front Panel | 1001 | 105.19
| S62708 | Screw M5 X 20 (20 Pcs.) | 1002 | 21.59
| S62724 | Fixing Strip Heat Exchanger 39Kw | 1003 | 17.84
| S62723 | Fixing Strip Heat Exchanger 28Kw | 1003 | 22.87
| S100071 | Fixing Strip Heat Exchanger 33/35Kw | 1003 | 22.87
| S62709 | Sealingfront casing (20 m) | 1004 | 49.06
| S62711 | Grommet 15Mm Id X 48Mm Od (5 Pcs) | 1005 | 24.59
| S62720 | Grommet Feed Through 15Mm Id X 46Mm Od ( | 1006 | 21.31
| S62736 | Cable Clamp | 1007 | 23.16
| S62721 | Self Tapping Screw K3,5X6,5 (15 Pcs) | 1008 | 16.11
| S62727 | Grommet 20 Mm. (15 Pcs) | 1009 | 26.03
| S62788 | Mounting Plate | 1010 | 61.29
| S100074 | Mounting Plate | 1011 | 49.78
| S62791 | Mounting Set For Boiler | 1012 | 14.83
| S100230 | Bracket Filling/Safety Valve | 1013 | 36.98
| 7619082 | Maintenance kit Avanta V2 |  | 64.33
| 7668579 | Maintenance kit Avanta V2 (basic) |  | 47.62
Producto | Referencia | Descripcion | Posicion | PVP
Avantaplus combi 2 | S62778 | Heat Exchanger 30/39 Kw | 2001 | 920.86
| S62777 | Heat Exchanger 24/28 Kw | 2001 | 705.16
| S100014 | Heat Exchanger 33/35Kw | 2001 | 957.4
| S62780 | Heat Exchanger Front Plate 30/39Kw | 2002 | 312.08
| S62779 | Heat Exchanger Front Plate 24/28Kw | 2002 | 251.94
| S100009 | Heat Exchanger Front Plate 33/35 Kw | 2002 | 338.7
| S62740 | Burner 30/39 Kw | 2003 | 113.95
| S62741 | Burner 24/28Kw | 2003 | 68.05
| S100017 | Burner 33/35 Kw | 2003 | 89.64
| S62743 | Electrode Ignition/Ionisation | 2004 | 38.55
| S59118 | Glass Inspection Set | 2005 | 13.8
| 7619579 | Insulation Front Plate Heat Exchanger | 2006 | 54.54
| S62768 | ADAPTER FLUE GAS 60/100 | 2007 | 78.9
| S100240 | Flue Connection 2X Ø 80Mm. | 2007 | 195.83
| S100465 | ADAPTER FLUE 80/125 | 2007 | 45.93
| S62232 | Screw Cap Flue Gas Measure Point (5 Pcs. | 2008 | 21.15
| S101381 | Piping Set Hydraulic 24kW | 2009 | 256.69
| S101382 | Piping Set Hydraulic 30kW | 2009 | 228.22
| S62728 | Vent Auto Air Bleed Device | 2010 | 26.78
| 7731044 | Pump conversion kit to A-labeled pump | 2011 | 439.14
| 7791320 | Pump 24-39kW | 2011 | 335.26
| 7820434 | Energy-efficient pump | 2011 | 269.93
| 7632905 | Pump cable (energy-efficient pump) | 2011 | 24.47
| S100197 | Airvent Pump | 2011 | 51.94
| S62749 | Siphon (With Hose) | 2012 | 28.35
| S58733 | Sensor Temperature (2 Pcs.) | 2013 | 47.78
| S59596 | Gasket coverplate heat exchanger (10 pie | 2014 | 74.38
| S103172 | Gasket for burner (5 pcs.) | 2015 | 40.14
| S62718 | O-Ring 94Ø X 2 (10 Pcs.) | 2016 | 19.71
| S62105 | Gasket For Electrode (10 Pcs.) | 2017 | 14.67
| S59586 | Hairpin Spring 18 Mm (10 Pcs.) | 2018 | 22
| S58731 | Hairpin Spring Pump 18Mm (10 Pcs.) | 2019 | 17.55
| S59597 | O-Ring 18Ø X 2.8 (10 Pcs.) | 2020 | 13.16
| S56155 | Gasket 23,8x17,7x2mm (20 Pcs.) | 2021 | 16.24
| S59578 | Screw M5X8 (20 Pcs.) | 2022 | 13.6
| S54755 | Nut Flange M6 (20 Pcs.) | 2023 | 13.54
| S48950 | Screw M4 X 10 (50 Pcs.) | 2024 | 14.83
| S58730 | O-Ring 17X4 (10 Pcs.) | 2025 | 13.16
| S62733 | Pressure gauge G1/4" 0-4 bar | 2026 | 24.88
| S62751 | Cover Gas/Air Chamber | 2027 | 64.76
| S62719 | Gasket front plate - mixing chamber (10 | 2028 | 40.58
| S62742 | Cover Plate For Burner | 2029 | 38.86
| S62729 | Valve Non Return (5 Pcs.) | 2030 | 27.19
| S44483 | Nut M 8 (10 Pcs.) | 2032 | 14.37
| S58757 | Hairpin Spring 17Mm(10 Pcs.) | 2033 | 21.43
| S62433 | O-Ring Ø 12.5 X 2 (10 Pcs.) | 2034 | 12.54
| S62753 | Expansion vessel 8 liter | 2035 | 122.15
| S62715 | Gasket Ø 14,5X8,5X2 (10 Pcs.) | 2036 | 22.87
| S62714 | O-Ring Ø 9,19 X 2,62 (10 Pcs.) | 2037 | 21.31
| S62712 | Hairpin Spring 10 (10 Pcs.) | 2038 | 19.43
| S62394 | Sealing Ring Syphon (10 Pcs.) | 2039 | 22.74
| S62713 | O-Ring Ø 20 X 2,5 (10 Pcs.) | 2040 | 11.62
| S62793 | Spacer H=15Mm (5 Pcs.) | 2041 | 20.43
| S62757 | Pipe Between Pump And Expansion Vessel | 2042 | 40.14
| S62233 | Plug For Air Inlet Measure Point (5 Pcs) | 2043 | 19.43
| S101350 | Pressure switch | 2044 | 23.46
| S100814 | Clip 10,3 (5 Pcs.) | 2045 | 10.61
| 7605371 | Hairpin Spring 9.4 mm (5x) | 2045 | 11.72
| 7619082 | Maintenance kit Avanta V2 |  | 64.33
| 7668579 | Maintenance kit Avanta V2 (basic) |  | 47.62
Producto | Referencia | Descripcion | Posicion | PVP
Avantaplus combi 3 | S100011 | Fan Assembly 24V | 3001 | 300
| S58683 | Venturi | 3002 | 86.04
| S62767 | Air Supply Silencer | 3003 | 57.11
| S62758 | Piping Set Gas 24/28Kw | 3004 | 75.53
| S62759 | Piping Set Gas 30/39 Kw | 3004 | 75.84
| S100072 | Piping Set Gas 33/35 Kw | 3004 | 94.83
| S58685 | Gas Combination Block | 3005 | 156.26
| S45182 | Gasket For Flue Fan (10 Pcs.) | 3006 | 19.12
| S58739 | O-Ring 63Ø X 3 (10 Pcs.) | 3007 | 16.68
| S58762 | O-Ring 14.5Ø X 2 ( 10 Pcs.) | 3008 | 9.46
| S56155 | Gasket 23,8x17,7x2mm (20 Pcs.) | 3009 | 16.24
| S46687 | Nut Flange M5 (10 Pcs.) | 3010 | 8.76
| S59149 | Screw M6X12 (15 Pcs.) | 3011 | 12.44
| S58757 | Hairpin Spring 17Mm(10 Pcs.) | 3012 | 21.43
| S62794 | Nut 1/2" (5 Pcs.) | 3013 | 16.42
| S56157 | Gasket Ø 18.3 X 12.7 X2 Mm. (10 Pcs.) | 3014 | 12.8
| 7781928 | Gas valve | 3015 | 63.17
| S62725 | Hairpin Spring 22 Mm(25 Pcs.) | 3016 | 23.16
| 7619082 | Maintenance kit Avanta V2 |  | 64.33
| 7668579 | Maintenance kit Avanta V2 (basic) |  | 47.62
Producto | Referencia | Descripcion | Posicion | PVP
Avantaplus combi 4 | 7631145 | Control board Bic328 | 4001 | 378.25
| S62739 | Display Print Board | 4002 | 51.79
| S62750 | Transformer Ignition | 4003 | 64.17
| 7631139 | Cable Set | 4004 | 143.46
| 7637693 | Cover Display (aluminum) | 4005 | 32.66
| S62735 | Controlpanel Back | 4006 | 21.02
| S62710 | Self Tapping Screw 3,5X10 (50 Pcs.) | 4007 | 14.83
| S14254 | Sheet-Metal Screw 4,2X9,5 (20 Pcs.) | 4008 | 12.39
| S33974 | Screw M4 X 16 (10 Pcs.) | 4010 | 16.68
| S43561 | Fuse Glass 2 Amp Slow (10 Pcs.) | 4011 | 41.87
| S59372 | Cable Clamp | 4012 | 12.85
| S62726 | Gasket Clock Blank (5 Pcs.) | 4013 | 21.31
| 7619082 | Maintenance kit Avanta V2 |  | 64.33
| 7668579 | Maintenance kit Avanta V2 (basic) |  | 47.62
Producto | Referencia | Descripcion | Posicion | PVP
Avantaplus combi 5 | S62776 | Plate Heat Exchanger 30/39 And 33/35 | 5001 | 211.95
| S62775 | Plate Heat Exchanger 24/28 | 5001 | 221.43
| S59132 | Actuator Three Way Valve | 5002 | 79.28
| S62773 | Hydro Block Right C30/39 And 33/35 | 5003 | 207.32
| S62774 | Hydro Block Right C24/28 | 5003 | 218.99
| S62772 | Hydro Block Left Combi | 5004 | 241.3
| S59133 | Sensor Dhw Flow | 5006 | 50.78
| S59131 | O-Ring (20 Pcs.) | 5008 | 17.71
| S59135 | Hairpin Spring 15,2Mm (10 Pcs.) | 5009 | 14.96
| S56155 | Gasket 23,8x17,7x2mm (20 Pcs.) | 5010 | 16.24
| S59141 | Screw M5X18 (15 Pcs.) | 5011 | 13.16
| S59578 | Screw M5X8 (20 Pcs.) | 5012 | 13.6
| S100032 | Filter System Or Plate X Primary Flow (5 | 5013 | 18.43
| S62722 | Hairpin Spring 16,5(10 Pcs.) | 5014 | 29.91
| S62763 | Safety Pressure Relief Valve With Pipe | 5015 | 63.45
| S58757 | Hairpin Spring 17Mm(10 Pcs.) | 5017 | 21.43
| S62433 | O-Ring Ø 12.5 X 2 (10 Pcs.) | 5018 | 12.54
| S40824 | Clamp Ring 22Mm (10 Pcs.) | 5019 | 16.99
| S62725 | Hairpin Spring 22 Mm(25 Pcs.) | 5020 | 23.16
| S62730 | Gasket 27,4X18,2X2 (20 Pcs.) | 5021 | 26.03
| S56157 | Gasket Ø 18.3 X 12.7 X2 Mm. (10 Pcs.) | 5022 | 12.8
| S62765 | Valve For 22Mm Flow & Return | 5023 | 68.93
| S100234 | Shut-Off Cock ½" M10X1 | 5024 | 69.65
| S62764 | Valve For 15 Mm Main Cold Water | 5025 | 55.38
| S100244 | Piping Set Including Gaskets | 5026 | 94.96
| S100233 | Shut-Off Cock 7/8" M10X1 | 5027 | 88.77
| S62754 | Pipe F/R Bypass | 5028 | 45.46
| S62532 | Valve Press Relief For R/F By-Pass | 5029 | 11.28
| S37365 | Clamp Ring 15Mm (10 Pcs.) | 5030 | 24.88
| S46023 | Nut For 22Mm Copper Tail (10 Pcs.) | 5031 | 38.11
| S58766 | Nut For 15Mm Copper Tail (10 Pcs.) | 5032 | 27.19
| S62781 | Flow Regulator 1,2 Ltr/Min Flow Max. 9L/ | 5033 | 92.08
| S100203 | Flow Regulator 1,2 Ltr/Min Flow Max. 14L | 5033 | 64.33
| S100080 | Flow Regulator 1,2 Ltr/Min Flow Without | 5033 | 71.5
| S100245 | Piping Set Including Shut-Off Cock M10-Ø | 5034 | 124.9
| S100231 | Nut M10X1X5 (5 Pcs.) | 5036 | 27.47
| S100235 | Shut-Off Cock M10-Ø10 | 5037 | 50.37
| S62715 | Gasket Ø 14,5X8,5X2 (10 Pcs.) | 5039 | 22.87
| S100402 | Coupling 3/4" X 22 X 1 |  | 50.65
| 7619082 | Maintenance kit Avanta V2 |  | 64.33
| 7668579 | Maintenance kit Avanta V2 (basic) |  | 47.62
Producto | Referencia | Descripcion | Posicion | PVP
Avantaplus combi 9 | S63112 | PIPE-WORK KIT | 9001 | 167.31
| S100209 | Stand Off Frame | 9004 | 213.82
| S56157 | Gasket Ø 18.3 X 12.7 X2 Mm. (10 Pcs.) | 9005 | 12.8
| S40824 | Clamp Ring 22Mm (10 Pcs.) | 9006 | 16.99
| S37365 | Clamp Ring 15Mm (10 Pcs.) | 9007 | 24.88
| S46023 | Nut For 22Mm Copper Tail (10 Pcs.) | 9008 | 38.11
| S58766 | Nut For 15Mm Copper Tail (10 Pcs.) | 9009 | 27.19
| S62725 | Hairpin Spring 22 Mm(25 Pcs.) | 9010 | 23.16
| S62432 | TIMER CLOCK | 9012 | 154.97
| 7619082 | Maintenance kit Avanta V2 |  | 64.33
| 7668579 | Maintenance kit Avanta V2 (basic) |  | 47.62

## Tzerra
Tzerra 15-24DS GenExp
Producto | Referencia | Descripcion | Posicion | PVP
Tzerra 15-24DS GenExp | 7600123 | Casing front panel | 1001 | 105.63
| S103362 | Fixation screws for frontcover | 1002 | 10.87
| 7600078 | Set Seals Casing | 1003 | 29.07
| 7628597 | HMI Rail Set (2x) | 1004 | 10
| S101760 | Heat exchanger 24-28kW | 2001 | 611.35
| S101758 | Condensate collector 28kW | 2002 | 59.73
| 7640426 | Modulating, energy-efficient pump (10-28 | 2003 | 311.66
| S101731 | Siphon | 2004 | 33.38
| S101734 | Pipe flue gas | 2006 | 70.21
| S103359 | Adapter for flue gas pipe | 2007 | 23.9
| S101764 | Electrode ignition/ionisation | 2008 | 29.91
| S101770 | Vent auto air bleed device | 2010 | 13.9
| 7700946 | Adapter Air vent | 2010 | 26.91
| S101754 | Gasket for burner 28 kW | 2011 | 21.15
| S101689 | Flue Gas Adapter 60/100 | 2012 | 45.49
| S101756 | Gasket set | 2013 | 73.25
| S101740 | Fasteners set | 2014 | 20.71
| S62105 | Gasket For Electrode (10 Pcs.) | 2015 | 14.67
| S101732 | Gas air unit 15-28 kW | 3001 | 444.28
| S101752 | Burner 28kW | 3002 | 106.04
| S101729 | Pipe set flow - return - gas | 3003 | 180.44
| S56155 | Gasket 23,8x17,7x2mm (20 Pcs.) | 3004 | 16.24
| 7600498 | Connection Box Extended - Black | 4002 | 118.12
| 7844649 | Cable harness set | 4003 | 23.16
| S101771 | Sensors Set HL(1Pc) and NTC(2pcs) | 4005 | 28.5
| S101762 | Parameter Storage Unit | 4007 | 17.12
| S101765 | Actuator With Three-Way-Valve | 5002 | 50.37
| 7697138 | Hydroblock Left DS | 5004 | 97.56
| 7603675 | Hydroblockset Complete (Energy-efficient | 5004 | 666.89
| S101763 | Temperature/Pressure Gauge | 5005 | 37.86
| S101772 | Safety pressure relief valve | 5006 | 44.74
| S101740 | Fasteners set | 5010 | 20.71
| 7600525 | Expansion Vessel 8 L | 5012 | 138.7
| 7754043 | Hydroblock Right DS 15 - 39kW incl. Pump | 5012 | 442.61
| 7697140 | Junctions Flat | 5013 | 115.11
| 7697142 | Mounting plate hydroblocks | 5014 | 73.53
| S100239 | Pipe safety valve | 5015 | 20.71
| S100814 | Clip 10,3 (5 Pcs.) | 5016 | 10.61
| 7600652 | Set Additional Parts |  | 70.08
| 7603346 | Service set taps F |  | 58.85
| S102993 | Service kit -A- (10-28kW) |  | 28.06
| S102994 | Service kit -B- (10-28kW) |  | 52.09
| 7601342 | Service set C - Solo |  | 53.97
Producto | Referencia | Descripcion | Posicion | PVP
Tzerra 24S GenExp | 7600123 | Casing front panel | 1001 | 105.63
| S103362 | Fixation screws for frontcover | 1002 | 10.87
| 7600078 | Set Seals Casing | 1003 | 29.07
| 7628597 | HMI Rail Set (2x) | 1004 | 10
| S101760 | Heat exchanger 24-28kW | 2001 | 611.35
| S101758 | Condensate collector 28kW | 2002 | 59.73
| 7640426 | Modulating, energy-efficient pump (10-28 | 2003 | 311.66
| S101731 | Siphon | 2004 | 33.38
| S101734 | Pipe flue gas | 2006 | 70.21
| S103359 | Adapter for flue gas pipe | 2007 | 23.9
| S101764 | Electrode ignition/ionisation | 2008 | 29.91
| S101770 | Vent auto air bleed device | 2010 | 13.9
| 7700946 | Adapter Air vent | 2010 | 26.91
| S101754 | Gasket for burner 28 kW | 2011 | 21.15
| S101689 | Flue Gas Adapter 60/100 | 2012 | 45.49
| S101756 | Gasket set | 2013 | 73.25
| S101740 | Fasteners set | 2014 | 20.71
| S62105 | Gasket For Electrode (10 Pcs.) | 2015 | 14.67
| S101732 | Gas air unit 15-28 kW | 3001 | 444.28
| S101752 | Burner 28kW | 3002 | 106.04
| S101729 | Pipe set flow - return - gas | 3003 | 180.44
| S56155 | Gasket 23,8x17,7x2mm (20 Pcs.) | 3004 | 16.24
| 7600498 | Connection Box Extended - Black | 4002 | 118.12
| 7844649 | Cable harness set | 4003 | 23.16
| S101771 | Sensors Set HL(1Pc) and NTC(2pcs) | 4005 | 28.5
| S101762 | Parameter Storage Unit | 4007 | 17.12
| 7608919 | Hydroblock set complete 24S (Flat - Clas | 5004 | 704.03
| S101763 | Temperature/Pressure Gauge | 5005 | 37.86
| S101772 | Safety pressure relief valve | 5006 | 44.74
| S101740 | Fasteners set | 5010 | 20.71
| 7600525 | Expansion Vessel 8 L | 5012 | 138.7
| S100239 | Pipe safety valve | 5015 | 20.71
| S100814 | Clip 10,3 (5 Pcs.) | 5016 | 10.61
| 7603346 | Service set taps F |  | 58.85
| 7600652 | Set Additional Parts |  | 70.08
| S102993 | Service kit -A- (10-28kW) |  | 28.06
| S102994 | Service kit -B- (10-28kW) |  | 52.09
| 7601342 | Service set C - Solo |  | 53.97
Tzerra 24-28C GenExp
Producto | Referencia | Descripcion | Posicion | PVP
Tzerra 24-28C GenExp | 7600123 | Casing front panel | 1001 | 105.63
| S103362 | Fixation screws for frontcover | 1002 | 10.87
| 7600078 | Set Seals Casing | 1003 | 29.07
| 7628597 | HMI Rail Set (2x) | 1004 | 10
| S101760 | Heat exchanger 24-28kW | 2001 | 611.35
| S101758 | Condensate collector 28kW | 2002 | 59.73
| 7640426 | Modulating, energy-efficient pump (10-28 | 2003 | 311.66
| S101731 | Siphon | 2004 | 33.38
| S101734 | Pipe flue gas | 2006 | 70.21
| S103359 | Adapter for flue gas pipe | 2007 | 23.9
| S101764 | Electrode ignition/ionisation | 2008 | 29.91
| S101770 | Vent auto air bleed device | 2010 | 13.9
| 7700946 | Adapter Air vent | 2010 | 26.91
| S101754 | Gasket for burner 28 kW | 2011 | 21.15
| S101689 | Flue Gas Adapter 60/100 | 2012 | 45.49
| S101756 | Gasket set | 2013 | 73.25
| S101740 | Fasteners set | 2014 | 20.71
| S62105 | Gasket For Electrode (10 Pcs.) | 2015 | 14.67
| S101732 | Gas air unit 15-28 kW | 3001 | 444.28
| S101752 | Burner 28kW | 3002 | 106.04
| S101729 | Pipe set flow - return - gas | 3003 | 180.44
| S56155 | Gasket 23,8x17,7x2mm (20 Pcs.) | 3004 | 16.24
| 7600498 | Connection Box Extended - Black | 4002 | 118.12
| 7844649 | Cable harness set | 4003 | 23.16
| S101771 | Sensors Set HL(1Pc) and NTC(2pcs) | 4005 | 28.5
| S101769 | Sensor DHW flow | 4006 | 31.38
| S101762 | Parameter Storage Unit | 4007 | 17.12
| S101749 | Plate heat exchanger 24kW | 5001 | 96.12
| S101750 | Plate heat exchanger 28kW | 5001 | 104.75
| S101765 | Actuator With Three-Way-Valve | 5002 | 50.37
| S101766 | Cartridge (8L/min.) | 5003 | 28.5
| 7601063 | Cartridge (10 L/min) | 5003 | 27.91
| 7697135 | Hydroblock Left Combi | 5004 | 145.03
| S101763 | Temperature/Pressure Gauge | 5005 | 37.86
| S101772 | Safety pressure relief valve | 5006 | 44.74
| S100805 | Filter System For Plate X Primary Flow | 5007 | 19.71
| S101756 | Gasket set | 5009 | 73.25
| S101740 | Fasteners set | 5010 | 20.71
| S59141 | Screw M5X18 (15 Pcs.) | 5011 | 13.16
| 7600525 | Expansion Vessel 8 L | 5012 | 138.7
| 7821539 | Hydroblock Right Combi 10-28kW incl. Pum | 5012 | 474.81
| 7697140 | Junctions Flat | 5013 | 115.11
| 7697142 | Mounting plate hydroblocks | 5014 | 73.53
| S100239 | Pipe safety valve | 5015 | 20.71
| S100814 | Clip 10,3 (5 Pcs.) | 5016 | 10.61
| 7603346 | Service set taps F |  | 58.85
| 7600652 | Set Additional Parts |  | 70.08
| S102993 | Service kit -A- (10-28kW) |  | 28.06
| S102994 | Service kit -B- (10-28kW) |  | 52.09
| 7600135 | Service kit -C- (10-28 kW 8L) |  | 79.28
| 7602138 | Service kit -C- (28 kW 10L) |  | 79.28
Producto | Referencia | Descripcion | Posicion | PVP
Tzerra 35-39C GenExp | 7600123 | Casing front panel | 1001 | 105.63
| S103362 | Fixation screws for frontcover | 1002 | 10.87
| 7600078 | Set Seals Casing | 1003 | 29.07
| 7628597 | HMI Rail Set (2x) | 1004 | 10
| S101761 | Heat exchanger 40kW | 2001 | 945.89
| S101759 | Condensate collector 40kW | 2002 | 70.52
| 7659603 | Modulating, energy-efficient pump (30-40 | 2003 | 311.36
| S101731 | Siphon | 2004 | 33.38
| S101734 | Pipe flue gas | 2006 | 70.21
| S103359 | Adapter for flue gas pipe | 2007 | 23.9
| S101764 | Electrode ignition/ionisation | 2008 | 29.91
| S101770 | Vent auto air bleed device | 2010 | 13.9
| 7700946 | Adapter Air vent | 2010 | 26.91
| S101755 | Gasket for burner 40 kW | 2011 | 23.03
| S101689 | Flue Gas Adapter 60/100 | 2012 | 45.49
| S101756 | Gasket set | 2013 | 73.25
| S101740 | Fasteners set | 2014 | 20.71
| S62105 | Gasket For Electrode (10 Pcs.) | 2015 | 14.67
| S101733 | Gas air unit "40" | 3001 | 444.28
| S101753 | Burner 40kW | 3002 | 122.59
| S101729 | Pipe set flow - return - gas | 3003 | 180.44
| S56155 | Gasket 23,8x17,7x2mm (20 Pcs.) | 3004 | 16.24
| 7600498 | Connection Box Extended - Black | 4002 | 118.12
| 7844649 | Cable harness set | 4003 | 23.16
| S101771 | Sensors Set HL(1Pc) and NTC(2pcs) | 4005 | 28.5
| S101769 | Sensor DHW flow | 4006 | 31.38
| S101762 | Parameter Storage Unit | 4007 | 17.12
| S101751 | Plate heat exchanger 39kW | 5001 | 110.95
| S101765 | Actuator With Three-Way-Valve | 5002 | 50.37
| 7600499 | Cartridge (12L/min.) | 5003 | 26.03
| 7697135 | Hydroblock Left Combi | 5004 | 145.03
| S101763 | Temperature/Pressure Gauge | 5005 | 37.86
| S101772 | Safety pressure relief valve | 5006 | 44.74
| S100805 | Filter System For Plate X Primary Flow | 5007 | 19.71
| S101756 | Gasket set | 5009 | 73.25
| S101740 | Fasteners set | 5010 | 20.71
| S59141 | Screw M5X18 (15 Pcs.) | 5011 | 13.16
| 7600525 | Expansion Vessel 8 L | 5012 | 138.7
| 7821536 | Hydroblock Right Combi 39kW incl. Pump | 5012 | 510.79
| 7697140 | Junctions Flat | 5013 | 115.11
| 7697142 | Mounting plate hydroblocks | 5014 | 73.53
| S100239 | Pipe safety valve | 5015 | 20.71
| S100814 | Clip 10,3 (5 Pcs.) | 5016 | 10.61
| 7603346 | Service set taps F |  | 58.85
| 7600652 | Set Additional Parts |  | 70.08
| S103019 | Service kit -A- (35-39kW) |  | 39.27
| S103020 | Servicekit -B- (35-39kW) |  | 60.14
| S103021 | Service kit -C- (39kW 12L) |  | 89.36

## Calenta
Calenta 15S / 25S General Export 1
Producto | Referencia | Descripcion | Posicion | PVP
Calenta 15S / 25S General Export 1 | S100938 | Casing Front Panel | 1001 | 125.03
| S100939 | Cover Drop Down "R" | 1002 | 48.34
| S101298 | Cap Blind Scu | 1003 | 22.74
| 7665191 | Wall Bracket Boiler | 1004 | 17.55
| S101403 | Stud Quarter Retainer |  | 15.68
| S62791 | Mounting Set For Boiler |  | 14.83
| S101030 | Maintenance Set "A" |  | 37.42
| S101031 | Maintenance Set "B" |  | 55.97
Producto | Referencia | Descripcion | Posicion | PVP
Calenta 15S / 25S General Export 2 | 7701124 | Heat Exchanger 28kW | 2001 | 739.13
| S100894 | Condensate Collector 253Mm | 2002 | 93.24
| S100703 | PUMP A | 2003 | 926.23
| S100905 | Siphon Assembly | 2004 | 25.03
| S100909 | Piping Set Flow And Return (flexible) | 2005 | 172.65
| S100854 | Flue Gas Exhaust Pipe Ø 80 (28Kw) | 2006 | 144.74
| S100906 | Sealing Ring Siphon | 2007 | 13.42
| S100815 | O-Ring 76X4 (5 Pcs.) | 2009 | 23.9
| S59597 | O-Ring 18Ø X 2.8 (10 Pcs.) | 2010 | 13.16
| S101003 | Sensor Temperaturentc (2 Pcs.) | 2011 | 15.83
| S100890 | Electrode Ignition/Ionisation | 2012 | 45.33
| S59118 | Glass Inspection Set | 2013 | 13.8
| S62105 | Gasket For Electrode (10 Pcs.) | 2014 | 14.67
| S48950 | Screw M4 X 10 (50 Pcs.) | 2015 | 14.83
| S100880 | Gasket For Burner 206X82 | 2016 | 14.03
| S62728 | Vent Auto Air Bleed Device | 2017 | 26.78
| S101178 | Key For Air Vent (2 Pcs.) | 2017 | 7.2
| S100895 | Hose connection M7X1 | 2018 | 8.48
| S100891 | Hose silicone 8x4x715 | 2019 | 15.83
| S100888 | Gasket Heatechanger-Condensate Collector | 2020 | 14.31
| S100892 | Gasket Flue Gas Discharge-Condensate Col | 2021 | 14.83
| S100855 | Sealing Ring Ø 80 (5 Pcs.) | 2022 | 34.1
| S100850 | Cap Measure Point Flue Gas Pipe | 2023 | 29.07
| S100901 | Fixing Strip Heat Exchanger | 2024 | 14.96
| S100848 | Clip For Fluegas Pipe (2 Pcs.) | 2025 | 17.4
| S100465 | ADAPTER FLUE 80/125 | 2027 | 45.93
| S62232 | Screw Cap Flue Gas Measure Point (5 Pcs. | 2028 | 21.15
| S62233 | Plug For Air Inlet Measure Point (5 Pcs) | 2029 | 19.43
| S59141 | Screw M5X18 (15 Pcs.) | 2030 | 13.16
| S59586 | Hairpin Spring 18 Mm (10 Pcs.) | 2032 | 22
| S100838 | Transformer Ignition Incl. Electrode Ign | 2033 | 60.29
| S100954 | Hose Clamp (10 Pcs) | 2034 | 64.17
| S100925 | Expansion Vessel | 2036 | 206.47
| S100908 | Pipe Between Pump And Expansion Vessel | 2037 | 37.7
| S44483 | Nut M 8 (10 Pcs.) | 2038 | 14.37
| S101007 | Star Washer 8,2 (4 Pcs) | 2039 | 17.4
| 7673034 | O-ring 18x2.8 MOS2 (10x) | 2041 | 10.1
| 7702672 | Pipe Flow (steel) | 2042 | 55.1
| 7702675 | Pipe return (steel) | 2043 | 55.1
| S101005 | Sensor Temperature Hl | 2050 | 20.87
Producto | Referencia | Descripcion | Posicion | PVP
Calenta 15S / 25S General Export 3 | S101507 | Gas Combination Block with Throttle | 3001 | 135.26
| S100878 | Fan Assembly Rg118 - R19,5X1 | 3002 | 255.82
| S100886 | Fan Assembly Rg118 - R14,2X1 | 3002 | 226.47
| S100879 | Burner 28 kW 198 mm | 3003 | 97.71
| S100881 | Seal Ro. 83Mm With Valve (28Kw) | 3004 | 20.87
| S100882 | Cover Gas/Air Chamber 220X84 Mm. | 3005 | 120.15
| S100910 | Gassupply Pipe | 3006 | 67.05
| S100911 | Air Supply Damper | 3007 | 25.03
| S56155 | Gasket 23,8x17,7x2mm (20 Pcs.) | 3008 | 16.24
| S100883 | Restriktionring Lgas 5,8 Mm. | 3009 | 32.23
| S101245 | Restriktionring Lgas 4,40 mm. | 3009 | 31.38
| S101256 | Restriktionring 3,70 Mm. | 3009 | 40.01
| S101277 | Restriktionring Hgas 4,95 Mm. | 3009 | 24.59
| S100806 | Sanitary connecting Piece | 3010 | 31.66
| S100951 | Screw 7985 M5X25 (10 Pcs.) | 3011 | 14.01
| S101010 | Nut G3/4" | 3012 | 15.27
Producto | Referencia | Descripcion | Posicion | PVP
Calenta 15S / 25S General Export 4 | 7649094 | Pcb PCU 03 | 4001 | 338.98
| S103300 | PCB Su-01 | 4002 | 75.25
| S100859 | Display Print | 4003 | 176.4
| S43561 | Fuse Glass 2 Amp Slow (10 Pcs.) | 4004 | 41.87
| S6778 | Fuse Glass 6,30 Amp Slow (10 Pcs.) | 4004 | 34.39
| S100821 | Pressure Sensor | 4006 | 28.5
| S100838 | Transformer Ignition Incl. Electrode Ign | 4007 | 60.29
| S101003 | Sensor Temperaturentc (2 Pcs.) | 4008 | 15.83
| S100846 | Cable For Pump | 4009 | 24.75
| S100840 | Cable 24V. Sensoren. | 4009 | 86.63
| S100842 | Cable Three-Way-Valve | 4009 | 16.68
| S100844 | Cable Of Gasblock And Ignition Transform | 4009 | 38.55
| S100845 | Cable power supply (L = 1500 Mm.) | 4009 | 39.14
| S59372 | Cable Clamp | 4010 | 12.85
| S100861 | Gasket Oval (5 Pcs.) | 4011 | 18.71
| S62185 | Screw KB30x8 (10 pieces) | 4012 | 9.53
| S59367 | Screw KB35x12 (10 pieces) | 4012 | 13.16
| S100852 | Protection Cover | 4013 | 25.75
| S100857 | Controle Panel With Display Printboard | 4014 | 217.68
| S48950 | Screw M4 X 10 (50 Pcs.) | 4015 | 14.83
| S101005 | Sensor Temperature Hl | 4016 | 20.87
| 7602482 | Board Print, Storage Unit Parameter Psu0 |  | 28.5
| S100841 | Cable 230V. Switch |  | 45.62
| S101253 | Boiler Light |  | 91.95
| S100229 | Switch On/Off |  | 17.99
| S101680 | Cable SCU |  | 10.59
| S101681 | Cable SCU 230V |  | 11.95
Producto | Referencia | Descripcion | Posicion | PVP
Calenta 15S / 25S General Export 5 | S100823 | Actuator With Three-Way-Valve | 5002 | 88.2
| S100820 | Hydroblock Right System (Incl. Pressure | 5004 | 142.46
| 7678566 | Hydroblock Left System | 5006 | 86.92
| S100829 | Safety Pressure Relief Valve With Pipe | 5008 | 67.93
| 7801577 | Safety valve 3 bar | 5008 | 21.59
| S100821 | Pressure Sensor | 5010 | 28.5
| S100815 | O-Ring 76X4 (5 Pcs.) | 5011 | 23.9
| S59597 | O-Ring 18Ø X 2.8 (10 Pcs.) | 5012 | 13.16
| S59586 | Hairpin Spring 18 Mm (10 Pcs.) | 5013 | 22
| S100873 | Clip For Hose (5 Pcs.) | 5014 | 34.98
| S100835 | Hairpin clips 16 mm (2x 5 pieces) | 5015 | 21.87
| S100810 | C-Ring 25,2X17Mm. (20 Pcs.) | 5016 | 21.15
| S100813 | Clip 26 (20 Pcs.) | 5017 | 16.24
| S100826 | Screw K50X28 (10 Pcs.) | 5019 | 12.49
| S100814 | Clip 10,3 (5 Pcs.) | 5022 | 10.61
| S100832 | Clip 26 With Handle (10 Pcs.) | 5023 | 16.68
| S59141 | Screw M5X18 (15 Pcs.) | 5025 | 13.16
| S101002 | Condensate Drain | 5027 | 30.35
| S100866 | Hose Of Safety Valve | 5028 | 50.5
| 7680933 | Screw M5 x 8 mm (3x) | 5029 | 6.55
| S62727 | Grommet 20 Mm. (15 Pcs) | 5030 | 26.03
| S100809 | Flow And Return Connection Piece 18Mm. | 5031 | 44.18
| S100811 | Connection Piece Hydroblock System | 5033 | 61.45
| S100898 | Tulle System | 5034 | 17.12
| S100857 | Controle Panel With Display Printboard |  | 217.68
| S100871 | Cock 1/2" Sanitary |  | 56.69
| 7781903 | Gas tap |  | 62.3
| S100874 | Tap G1/2" Disconnecteur |  | 62.73
| S100876 | Pressure Gauge |  | 46.75
| S100896 | Pipe For Pressure Gauge |  | 35.54
| S100937 | FRAME MOUNTING |  | 203.54
| S101001 | Pipe Set 22/15 Mm |  | 81.01
| S101011 | Pipe Set Disconnecteur |  | 122.72
| S62725 | Hairpin Spring 22 Mm(25 Pcs.) |  | 23.16
| S100231 | Nut M10X1X5 (5 Pcs.) |  | 27.47
| S56157 | Gasket Ø 18.3 X 12.7 X2 Mm. (10 Pcs.) |  | 12.8
| S100235 | Shut-Off Cock M10-Ø10 |  | 50.37
| S100245 | Piping Set Including Shut-Off Cock M10-Ø |  | 124.9
| S56155 | Gasket 23,8x17,7x2mm (20 Pcs.) |  | 16.24
Calenta 15DS / 25DS General Export 1
Producto | Referencia | Descripcion | Posicion | PVP
Calenta 15DS / 25DS General Export 1 | S100938 | Casing Front Panel | 1001 | 125.03
| S100939 | Cover Drop Down "R" | 1002 | 48.34
| S101298 | Cap Blind Scu | 1003 | 22.74
| 7665191 | Wall Bracket Boiler | 1004 | 17.55
| S101403 | Stud Quarter Retainer |  | 15.68
| S62791 | Mounting Set For Boiler |  | 14.83
Producto | Referencia | Descripcion | Posicion | PVP
Calenta 15DS / 25DS General Export 2 | 7701124 | Heat Exchanger 28kW | 2001 | 739.13
| S100894 | Condensate Collector 253Mm | 2002 | 93.24
| S100703 | PUMP A | 2003 | 926.23
| S100905 | Siphon Assembly | 2004 | 25.03
| S100909 | Piping Set Flow And Return (flexible) | 2005 | 172.65
| S100854 | Flue Gas Exhaust Pipe Ø 80 (28Kw) | 2006 | 144.74
| S100906 | Sealing Ring Siphon | 2007 | 13.42
| S100815 | O-Ring 76X4 (5 Pcs.) | 2009 | 23.9
| S59597 | O-Ring 18Ø X 2.8 (10 Pcs.) | 2010 | 13.16
| S101003 | Sensor Temperaturentc (2 Pcs.) | 2011 | 15.83
| S100890 | Electrode Ignition/Ionisation | 2012 | 45.33
| S59118 | Glass Inspection Set | 2013 | 13.8
| S62105 | Gasket For Electrode (10 Pcs.) | 2014 | 14.67
| S48950 | Screw M4 X 10 (50 Pcs.) | 2015 | 14.83
| S100880 | Gasket For Burner 206X82 | 2016 | 14.03
| S62728 | Vent Auto Air Bleed Device | 2017 | 26.78
| S101178 | Key For Air Vent (2 Pcs.) | 2017 | 7.2
| S100895 | Hose connection M7X1 | 2018 | 8.48
| S100891 | Hose silicone 8x4x715 | 2019 | 15.83
| S100888 | Gasket Heatechanger-Condensate Collector | 2020 | 14.31
| S100892 | Gasket Flue Gas Discharge-Condensate Col | 2021 | 14.83
| S100855 | Sealing Ring Ø 80 (5 Pcs.) | 2022 | 34.1
| S100850 | Cap Measure Point Flue Gas Pipe | 2023 | 29.07
| S100901 | Fixing Strip Heat Exchanger | 2024 | 14.96
| S100848 | Clip For Fluegas Pipe (2 Pcs.) | 2025 | 17.4
| S100465 | ADAPTER FLUE 80/125 | 2027 | 45.93
| S62232 | Screw Cap Flue Gas Measure Point (5 Pcs. | 2028 | 21.15
| S62233 | Plug For Air Inlet Measure Point (5 Pcs) | 2029 | 19.43
| S59141 | Screw M5X18 (15 Pcs.) | 2030 | 13.16
| S59586 | Hairpin Spring 18 Mm (10 Pcs.) | 2032 | 22
| S100838 | Transformer Ignition Incl. Electrode Ign | 2033 | 60.29
| S100954 | Hose Clamp (10 Pcs) | 2034 | 64.17
| S100925 | Expansion Vessel | 2036 | 206.47
| S100908 | Pipe Between Pump And Expansion Vessel | 2037 | 37.7
| S44483 | Nut M 8 (10 Pcs.) | 2038 | 14.37
| S101007 | Star Washer 8,2 (4 Pcs) | 2039 | 17.4
| 7673034 | O-ring 18x2.8 MOS2 (10x) | 2041 | 10.1
| 7702672 | Pipe Flow (steel) | 2042 | 55.1
| 7702675 | Pipe return (steel) | 2043 | 55.1
| S101005 | Sensor Temperature Hl | 2050 | 20.87
Producto | Referencia | Descripcion | Posicion | PVP
Calenta 15DS / 25DS General Export 3 | S101507 | Gas Combination Block with Throttle | 3001 | 135.26
| S100878 | Fan Assembly Rg118 - R19,5X1 | 3002 | 255.82
| S100886 | Fan Assembly Rg118 - R14,2X1 | 3002 | 226.47
| S100879 | Burner 28 kW 198 mm | 3003 | 97.71
| S100881 | Seal Ro. 83Mm With Valve (28Kw) | 3004 | 20.87
| S100882 | Cover Gas/Air Chamber 220X84 Mm. | 3005 | 120.15
| S100910 | Gassupply Pipe | 3006 | 67.05
| S100911 | Air Supply Damper | 3007 | 25.03
| S56155 | Gasket 23,8x17,7x2mm (20 Pcs.) | 3008 | 16.24
| S101542 | RING RESTRICTION ?3,95 | 3009 | 24.39
| S101541 | RESTRICTIERING BP 3.00MM (15KW) | 3009 | 24.39
| S100806 | Sanitary connecting Piece | 3010 | 31.66
| S100951 | Screw 7985 M5X25 (10 Pcs.) | 3011 | 14.01
| S101010 | Nut G3/4" | 3012 | 15.27
Producto | Referencia | Descripcion | Posicion | PVP
Calenta 15DS / 25DS General Export 4 | 7649094 | Pcb PCU 03 | 4001 | 338.98
| S103300 | PCB Su-01 | 4002 | 75.25
| S100859 | Display Print | 4003 | 176.4
| S43561 | Fuse Glass 2 Amp Slow (10 Pcs.) | 4004 | 41.87
| S6778 | Fuse Glass 6,30 Amp Slow (10 Pcs.) | 4004 | 34.39
| S100821 | Pressure Sensor | 4006 | 28.5
| S100838 | Transformer Ignition Incl. Electrode Ign | 4007 | 60.29
| S101003 | Sensor Temperaturentc (2 Pcs.) | 4008 | 15.83
| S100846 | Cable For Pump | 4009 | 24.75
| S100840 | Cable 24V. Sensoren. | 4009 | 86.63
| S100842 | Cable Three-Way-Valve | 4009 | 16.68
| S100844 | Cable Of Gasblock And Ignition Transform | 4009 | 38.55
| S100845 | Cable power supply (L = 1500 Mm.) | 4009 | 39.14
| S59372 | Cable Clamp | 4010 | 12.85
| S100861 | Gasket Oval (5 Pcs.) | 4011 | 18.71
| S62185 | Screw KB30x8 (10 pieces) | 4012 | 9.53
| S59367 | Screw KB35x12 (10 pieces) | 4012 | 13.16
| S100852 | Protection Cover | 4013 | 25.75
| S100857 | Controle Panel With Display Printboard | 4014 | 217.68
| S48950 | Screw M4 X 10 (50 Pcs.) | 4015 | 14.83
| S101005 | Sensor Temperature Hl | 4016 | 20.87
| 7602482 | Board Print, Storage Unit Parameter Psu0 |  | 28.5
| S101253 | Boiler Light |  | 91.95
| S100229 | Switch On/Off |  | 17.99
| S101680 | Cable SCU |  | 10.59
| S101681 | Cable SCU 230V |  | 11.95
Producto | Referencia | Descripcion | Posicion | PVP
Calenta 15DS / 25DS General Export 5 | S100823 | Actuator With Three-Way-Valve | 5002 | 88.2
| S100822 | Hydroblock right + actuator + pressure s | 5004 | 172.81
| 7678564 | Hydroblock Left DS | 5006 | 118.99
| S100824 | Housing Cartridge | 5007 | 53.38
| S100829 | Safety Pressure Relief Valve With Pipe | 5008 | 67.93
| 7801577 | Safety valve 3 bar | 5008 | 21.59
| S100821 | Pressure Sensor | 5010 | 28.5
| S100815 | O-Ring 76X4 (5 Pcs.) | 5011 | 23.9
| S59597 | O-Ring 18Ø X 2.8 (10 Pcs.) | 5012 | 13.16
| S59586 | Hairpin Spring 18 Mm (10 Pcs.) | 5013 | 22
| S100873 | Clip For Hose (5 Pcs.) | 5014 | 34.98
| S100835 | Hairpin clips 16 mm (2x 5 pieces) | 5015 | 21.87
| S100810 | C-Ring 25,2X17Mm. (20 Pcs.) | 5016 | 21.15
| S100813 | Clip 26 (20 Pcs.) | 5017 | 16.24
| S100816 | O-Ring 22X2.5 (10 Pcs.) | 5018 | 17.71
| S100826 | Screw K50X28 (10 Pcs.) | 5019 | 12.49
| S100814 | Clip 10,3 (5 Pcs.) | 5022 | 10.61
| S100832 | Clip 26 With Handle (10 Pcs.) | 5023 | 16.68
| S59141 | Screw M5X18 (15 Pcs.) | 5025 | 13.16
| S101002 | Condensate Drain | 5027 | 30.35
| S100866 | Hose Of Safety Valve | 5028 | 50.5
| S100825 | Screw K50X12 (20 Pcs.) | 5029 | 14.19
| S62727 | Grommet 20 Mm. (15 Pcs) | 5030 | 26.03
| S100809 | Flow And Return Connection Piece 18Mm. | 5031 | 44.18
| S100808 | Connecting Piece Sanitary 13Mm. | 5032 | 42.3
| S100827 | Connection piece hydroblock DS | 5033 | 100.85
| 7680933 | Screw M5 x 8 mm (3x) | 5085 | 6.55
| S100857 | Controle Panel With Display Printboard |  | 217.68
| S100871 | Cock 1/2" Sanitary |  | 56.69
| 7781903 | Gas tap |  | 62.3
| S100874 | Tap G1/2" Disconnecteur |  | 62.73
| S100876 | Pressure Gauge |  | 46.75
| S100896 | Pipe For Pressure Gauge |  | 35.54
| S100937 | FRAME MOUNTING |  | 203.54
| S101001 | Pipe Set 22/15 Mm |  | 81.01
| S101011 | Pipe Set Disconnecteur |  | 122.72
| S62725 | Hairpin Spring 22 Mm(25 Pcs.) |  | 23.16
| S100231 | Nut M10X1X5 (5 Pcs.) |  | 27.47
| S56157 | Gasket Ø 18.3 X 12.7 X2 Mm. (10 Pcs.) |  | 12.8
| S100235 | Shut-Off Cock M10-Ø10 |  | 50.37
| S100245 | Piping Set Including Shut-Off Cock M10-Ø |  | 124.9
| S56155 | Gasket 23,8x17,7x2mm (20 Pcs.) |  | 16.24
Calenta 28C General Export 1
Producto | Referencia | Descripcion | Posicion | PVP
Calenta 28C General Export 1 | S100938 | Casing Front Panel | 1001 | 125.03
| S100939 | Cover Drop Down "R" | 1002 | 48.34
| S101298 | Cap Blind Scu | 1003 | 22.74
| 7665191 | Wall Bracket Boiler | 1004 | 17.55
| S101403 | Stud Quarter Retainer | 1006 | 15.68
| S62791 | Mounting Set For Boiler |  | 14.83
| S101030 | Maintenance Set "A" |  | 37.42
| S101031 | Maintenance Set "B" |  | 55.97
| S101032 | Maintenance Set "C" Combi |  | 93.37
Producto | Referencia | Descripcion | Posicion | PVP
Calenta 28C General Export 2 | 7701124 | Heat Exchanger 28kW | 2001 | 739.13
| S100894 | Condensate Collector 253Mm | 2002 | 93.24
| S100703 | PUMP A | 2003 | 926.23
| S100905 | Siphon Assembly | 2004 | 25.03
| S100909 | Piping Set Flow And Return (flexible) | 2005 | 172.65
| S100854 | Flue Gas Exhaust Pipe Ø 80 (28Kw) | 2006 | 144.74
| S100906 | Sealing Ring Siphon | 2007 | 13.42
| S100815 | O-Ring 76X4 (5 Pcs.) | 2009 | 23.9
| S59597 | O-Ring 18Ø X 2.8 (10 Pcs.) | 2010 | 13.16
| S101003 | Sensor Temperaturentc (2 Pcs.) | 2011 | 15.83
| S100890 | Electrode Ignition/Ionisation | 2012 | 45.33
| S59118 | Glass Inspection Set | 2013 | 13.8
| S62105 | Gasket For Electrode (10 Pcs.) | 2014 | 14.67
| S48950 | Screw M4 X 10 (50 Pcs.) | 2015 | 14.83
| S100880 | Gasket For Burner 206X82 | 2016 | 14.03
| S62728 | Vent Auto Air Bleed Device | 2017 | 26.78
| S101178 | Key For Air Vent (2 Pcs.) | 2017 | 7.2
| S100895 | Hose connection M7X1 | 2018 | 8.48
| S100891 | Hose silicone 8x4x715 | 2019 | 15.83
| S100888 | Gasket Heatechanger-Condensate Collector | 2020 | 14.31
| S100892 | Gasket Flue Gas Discharge-Condensate Col | 2021 | 14.83
| S100855 | Sealing Ring Ø 80 (5 Pcs.) | 2022 | 34.1
| S100850 | Cap Measure Point Flue Gas Pipe | 2023 | 29.07
| S100901 | Fixing Strip Heat Exchanger | 2024 | 14.96
| S100848 | Clip For Fluegas Pipe (2 Pcs.) | 2025 | 17.4
| S100465 | ADAPTER FLUE 80/125 | 2027 | 45.93
| S62232 | Screw Cap Flue Gas Measure Point (5 Pcs. | 2028 | 21.15
| S62233 | Plug For Air Inlet Measure Point (5 Pcs) | 2029 | 19.43
| S59141 | Screw M5X18 (15 Pcs.) | 2030 | 13.16
| S59586 | Hairpin Spring 18 Mm (10 Pcs.) | 2032 | 22
| S100838 | Transformer Ignition Incl. Electrode Ign | 2033 | 60.29
| S100954 | Hose Clamp (10 Pcs) | 2034 | 64.17
| S100925 | Expansion Vessel | 2036 | 206.47
| S100908 | Pipe Between Pump And Expansion Vessel | 2037 | 37.7
| S44483 | Nut M 8 (10 Pcs.) | 2038 | 14.37
| S101007 | Star Washer 8,2 (4 Pcs) | 2039 | 17.4
| 7673034 | O-ring 18x2.8 MOS2 (10x) | 2041 | 10.1
| 7702672 | Pipe Flow (steel) | 2042 | 55.1
| 7702675 | Pipe return (steel) | 2043 | 55.1
| S101005 | Sensor Temperature Hl | 2050 | 20.87
Producto | Referencia | Descripcion | Posicion | PVP
Calenta 28C General Export 3 | S101507 | Gas Combination Block with Throttle | 3001 | 135.26
| S100878 | Fan Assembly Rg118 - R19,5X1 | 3002 | 255.82
| S100879 | Burner 28 kW 198 mm | 3003 | 97.71
| S100881 | Seal Ro. 83Mm With Valve (28Kw) | 3004 | 20.87
| S100882 | Cover Gas/Air Chamber 220X84 Mm. | 3005 | 120.15
| S100910 | Gassupply Pipe | 3006 | 67.05
| S100911 | Air Supply Damper | 3007 | 25.03
| S56155 | Gasket 23,8x17,7x2mm (20 Pcs.) | 3008 | 16.24
| S100806 | Sanitary connecting Piece | 3010 | 31.66
| S100951 | Screw 7985 M5X25 (10 Pcs.) | 3011 | 14.01
| S101010 | Nut G3/4" | 3012 | 15.27
Producto | Referencia | Descripcion | Posicion | PVP
Calenta 28C General Export 4 | 7649094 | Pcb PCU 03 | 4001 | 338.98
| S103300 | PCB Su-01 | 4002 | 75.25
| S100859 | Display Print | 4003 | 176.4
| S43561 | Fuse Glass 2 Amp Slow (10 Pcs.) | 4004 | 41.87
| S6778 | Fuse Glass 6,30 Amp Slow (10 Pcs.) | 4004 | 34.39
| S100819 | Sensor Dhw Flow | 4005 | 15.39
| S100821 | Pressure Sensor | 4006 | 28.5
| S100838 | Transformer Ignition Incl. Electrode Ign | 4007 | 60.29
| S101003 | Sensor Temperaturentc (2 Pcs.) | 4008 | 15.83
| S100846 | Cable For Pump | 4009 | 24.75
| S100840 | Cable 24V. Sensoren. | 4009 | 86.63
| S100842 | Cable Three-Way-Valve | 4009 | 16.68
| S100844 | Cable Of Gasblock And Ignition Transform | 4009 | 38.55
| S100845 | Cable power supply (L = 1500 Mm.) | 4009 | 39.14
| S59372 | Cable Clamp | 4010 | 12.85
| S100861 | Gasket Oval (5 Pcs.) | 4011 | 18.71
| S62185 | Screw KB30x8 (10 pieces) | 4012 | 9.53
| S59367 | Screw KB35x12 (10 pieces) | 4012 | 13.16
| S100852 | Protection Cover | 4013 | 25.75
| S100857 | Controle Panel With Display Printboard | 4014 | 217.68
| S48950 | Screw M4 X 10 (50 Pcs.) | 4015 | 14.83
| S101005 | Sensor Temperature Hl | 4016 | 20.87
| 7602372 | Board Print, Storage Unit Parameter Psu0 |  | 27.91
| S100841 | Cable 230V. Switch |  | 45.62
| S101253 | Boiler Light |  | 91.95
| S100229 | Switch On/Off |  | 17.99
| S101680 | Cable SCU |  | 10.59
| S101681 | Cable SCU 230V |  | 11.95
Producto | Referencia | Descripcion | Posicion | PVP
Calenta 28C General Export 5 | S100831 | Plate Heatexchanger 37Mm | 5001 | 174.97
| S100823 | Actuator With Three-Way-Valve | 5002 | 88.2
| S100817 | Housing Cartridge 8,5 L/Min + Sensor Dhw | 5003 | 76.1
| S100822 | Hydroblock right + actuator + pressure s | 5004 | 172.81
| 7678437 | Hydroblock Left Combi | 5006 | 121.3
| S100824 | Housing Cartridge | 5007 | 53.38
| S100829 | Safety Pressure Relief Valve With Pipe | 5008 | 67.93
| 7801577 | Safety valve 3 bar | 5008 | 21.59
| S100819 | Sensor Dhw Flow | 5009 | 15.39
| S100821 | Pressure Sensor | 5010 | 28.5
| S100815 | O-Ring 76X4 (5 Pcs.) | 5011 | 23.9
| S59597 | O-Ring 18Ø X 2.8 (10 Pcs.) | 5012 | 13.16
| S59586 | Hairpin Spring 18 Mm (10 Pcs.) | 5013 | 22
| S100873 | Clip For Hose (5 Pcs.) | 5014 | 34.98
| S100835 | Hairpin clips 16 mm (2x 5 pieces) | 5015 | 21.87
| S100810 | C-Ring 25,2X17Mm. (20 Pcs.) | 5016 | 21.15
| S100813 | Clip 26 (20 Pcs.) | 5017 | 16.24
| S100816 | O-Ring 22X2.5 (10 Pcs.) | 5018 | 17.71
| S100830 | Screw M5 X 75 Mm. (10 Pcs.) | 5019 | 56.85
| S100836 | Screw 7985 M5X15 (10 Pcs.) | 5020 | 14.67
| S100814 | Clip 10,3 (5 Pcs.) | 5022 | 10.61
| S100832 | Clip 26 With Handle (10 Pcs.) | 5023 | 16.68
| S59141 | Screw M5X18 (15 Pcs.) | 5025 | 13.16
| S101002 | Condensate Drain | 5027 | 30.35
| S100866 | Hose Of Safety Valve | 5028 | 50.5
| S100825 | Screw K50X12 (20 Pcs.) | 5029 | 14.19
| S62727 | Grommet 20 Mm. (15 Pcs) | 5030 | 26.03
| S100809 | Flow And Return Connection Piece 18Mm. | 5031 | 44.18
| S100808 | Connecting Piece Sanitary 13Mm. | 5032 | 42.3
| S100805 | Filter System For Plate X Primary Flow | 5037 | 19.71
| 7680933 | Screw M5 x 8 mm (3x) | 5085 | 6.55
| S100857 | Controle Panel With Display Printboard |  | 217.68
| S100871 | Cock 1/2" Sanitary |  | 56.69
| 7781903 | Gas tap |  | 62.3
| S100874 | Tap G1/2" Disconnecteur |  | 62.73
| S100876 | Pressure Gauge |  | 46.75
| S100896 | Pipe For Pressure Gauge |  | 35.54
| S100937 | FRAME MOUNTING |  | 203.54
| S101001 | Pipe Set 22/15 Mm |  | 81.01
| S101011 | Pipe Set Disconnecteur |  | 122.72
| S101278 | Hose Safety Group |  | 85.76
| S100231 | Nut M10X1X5 (5 Pcs.) |  | 27.47
| S100235 | Shut-Off Cock M10-Ø10 |  | 50.37
| S100245 | Piping Set Including Shut-Off Cock M10-Ø |  | 124.9
Calenta 35S General Export 1
Producto | Referencia | Descripcion | Posicion | PVP
Calenta 35S General Export 1 | S101450 | Casing Front Panel | 1001 | 182.44
| 7665191 | Wall Bracket Boiler | 1003 | 17.55
| S100870 | Cover Plate Scu | 1004 | 16.11
| S101403 | Stud Quarter Retainer | 1006 | 15.68
| S101190 | Plug 8,5X0,75X11,0 | 1007 | 23.9
Producto | Referencia | Descripcion | Posicion | PVP
Calenta 35S General Export 2 | 7701123 | Heat Exchanger 40kW | 2001 | 898.11
| S101181 | Condensate Collector 338Mm | 2002 | 77.25
| S100704 | PUMP PIECE | 2003 | 78.9
| S100703 | PUMP A | 2003 | 926.23
| S100905 | Siphon Assembly | 2004 | 25.03
| S100909 | Piping Set Flow And Return (flexible) | 2005 | 172.65
| S101199 | Flue Gas Exhaust Pipe Ø 80 (40Kw) | 2006 | 119.15
| S100906 | Sealing Ring Siphon | 2007 | 13.42
| S100815 | O-Ring 76X4 (5 Pcs.) | 2009 | 23.9
| S59597 | O-Ring 18Ø X 2.8 (10 Pcs.) | 2010 | 13.16
| S101003 | Sensor Temperaturentc (2 Pcs.) | 2011 | 15.83
| S100890 | Electrode Ignition/Ionisation | 2012 | 45.33
| S59118 | Glass Inspection Set | 2013 | 13.8
| S62105 | Gasket For Electrode (10 Pcs.) | 2014 | 14.67
| S48950 | Screw M4 X 10 (50 Pcs.) | 2015 | 14.83
| S101196 | Burnger gasket 40 kW | 2016 | 17.99
| S62728 | Vent Auto Air Bleed Device | 2017 | 26.78
| S101178 | Key For Air Vent (2 Pcs.) | 2017 | 7.2
| S100895 | Hose connection M7X1 | 2018 | 8.48
| S100891 | Hose silicone 8x4x715 | 2019 | 15.83
| S101179 | Gasket Heatechanger-Condensate Collector | 2020 | 11.46
| S100892 | Gasket Flue Gas Discharge-Condensate Col | 2021 | 14.83
| S100855 | Sealing Ring Ø 80 (5 Pcs.) | 2022 | 34.1
| S100850 | Cap Measure Point Flue Gas Pipe | 2023 | 29.07
| S100901 | Fixing Strip Heat Exchanger | 2024 | 14.96
| S100848 | Clip For Fluegas Pipe (2 Pcs.) | 2025 | 17.4
| S100465 | ADAPTER FLUE 80/125 | 2026 | 45.93
| S62232 | Screw Cap Flue Gas Measure Point (5 Pcs. | 2028 | 21.15
| S62233 | Plug For Air Inlet Measure Point (5 Pcs) | 2029 | 19.43
| S59141 | Screw M5X18 (15 Pcs.) | 2030 | 13.16
| S59586 | Hairpin Spring 18 Mm (10 Pcs.) | 2032 | 22
| S100838 | Transformer Ignition Incl. Electrode Ign | 2033 | 60.29
| S100954 | Hose Clamp (10 Pcs) | 2034 | 64.17
| 7673034 | O-ring 18x2.8 MOS2 (10x) | 2036 | 10.1
| 7702672 | Pipe Flow (steel) | 2037 | 55.1
| 7702675 | Pipe return (steel) | 2038 | 55.1
| S101005 | Sensor Temperature Hl | 2050 | 20.87
Producto | Referencia | Descripcion | Posicion | PVP
Calenta 35S General Export 3 | S101507 | Gas Combination Block with Throttle | 3001 | 135.26
| S101184 | Fan Assembly Rg118 - R21,5X1 (40Kw) | 3002 | 307.06
| S101524 | Burner 40 kW 284 mm | 3003 | 143.89
| S101198 | Seal Ro. 83Mm With Valve (40kW) | 3004 | 28.35
| S101185 | Cover Gas/Air Chamber 306X99 Mm. | 3005 | 179.57
| S100910 | Gassupply Pipe | 3006 | 67.05
| S101523 | Air Supply Damper 40kW | 3007 | 28.5
| S56155 | Gasket 23,8x17,7x2mm (20 Pcs.) | 3008 | 16.24
| S100806 | Sanitary connecting Piece | 3010 | 31.66
| S100951 | Screw 7985 M5X25 (10 Pcs.) | 3011 | 14.01
| S101010 | Nut G3/4" | 3012 | 15.27
Producto | Referencia | Descripcion | Posicion | PVP
Calenta 35S General Export 4 | 7649094 | Pcb PCU 03 | 4001 | 338.98
| S103300 | PCB Su-01 | 4002 | 75.25
| S100859 | Display Print | 4003 | 176.4
| S43561 | Fuse Glass 2 Amp Slow (10 Pcs.) | 4004 | 41.87
| S6778 | Fuse Glass 6,30 Amp Slow (10 Pcs.) | 4004 | 34.39
| S100821 | Pressure Sensor | 4006 | 28.5
| S100838 | Transformer Ignition Incl. Electrode Ign | 4007 | 60.29
| S101003 | Sensor Temperaturentc (2 Pcs.) | 4008 | 15.83
| S59372 | Cable Clamp | 4010 | 12.85
| S100861 | Gasket Oval (5 Pcs.) | 4011 | 18.71
| S62185 | Screw KB30x8 (10 pieces) | 4012 | 9.53
| S59367 | Screw KB35x12 (10 pieces) | 4012 | 13.16
| S100852 | Protection Cover | 4013 | 25.75
| S100857 | Controle Panel With Display Printboard | 4014 | 217.68
| S48950 | Screw M4 X 10 (50 Pcs.) | 4015 | 14.83
| S101005 | Sensor Temperature Hl | 4016 | 20.87
| S100840 | Cable 24V. Sensoren. | 4026 | 86.63
| S100839 | Cable + Euroconnector (L = 1500Mm) | 4027 | 27.91
| S100844 | Cable Of Gasblock And Ignition Transform | 4028 | 38.55
| 7602372 | Board Print, Storage Unit Parameter Psu0 |  | 27.91
| S100841 | Cable 230V. Switch |  | 45.62
| S101253 | Boiler Light |  | 91.95
| S100229 | Switch On/Off |  | 17.99
| S101680 | Cable SCU |  | 10.59
| S101681 | Cable SCU 230V |  | 11.95
Producto | Referencia | Descripcion | Posicion | PVP
Calenta 35S General Export 5 | S100820 | Hydroblock Right System (Incl. Pressure | 5004 | 142.46
| 7678566 | Hydroblock Left System | 5006 | 86.92
| S100829 | Safety Pressure Relief Valve With Pipe | 5008 | 67.93
| 7801577 | Safety valve 3 bar | 5008 | 21.59
| S100821 | Pressure Sensor | 5010 | 28.5
| S100815 | O-Ring 76X4 (5 Pcs.) | 5011 | 23.9
| S59597 | O-Ring 18Ø X 2.8 (10 Pcs.) | 5012 | 13.16
| S59586 | Hairpin Spring 18 Mm (10 Pcs.) | 5013 | 22
| S100873 | Clip For Hose (5 Pcs.) | 5014 | 34.98
| S100835 | Hairpin clips 16 mm (2x 5 pieces) | 5015 | 21.87
| S100810 | C-Ring 25,2X17Mm. (20 Pcs.) | 5016 | 21.15
| S100813 | Clip 26 (20 Pcs.) | 5017 | 16.24
| S100826 | Screw K50X28 (10 Pcs.) | 5019 | 12.49
| S100837 | Plug (10 Pcs.) | 5021 | 27.06
| S100814 | Clip 10,3 (5 Pcs.) | 5022 | 10.61
| S59141 | Screw M5X18 (15 Pcs.) | 5025 | 13.16
| S101002 | Condensate Drain | 5027 | 30.35
| S100866 | Hose Of Safety Valve | 5028 | 50.5
| 7680933 | Screw M5 x 8 mm (3x) | 5029 | 6.55
| S62727 | Grommet 20 Mm. (15 Pcs) | 5030 | 26.03
| S100809 | Flow And Return Connection Piece 18Mm. | 5031 | 44.18
| S100811 | Connection Piece Hydroblock System | 5033 | 61.45
| S100898 | Tulle System | 5034 | 17.12
| S62185 | Screw KB30x8 (10 pieces) |  | 9.53
| S14254 | Sheet-Metal Screw 4,2X9,5 (20 Pcs.) |  | 12.39
Calenta 35C General Export 1
Producto | Referencia | Descripcion | Posicion | PVP
Calenta 35C General Export 1 | S101450 | Casing Front Panel | 1001 | 182.44
| S100939 | Cover Drop Down "R" | 1002 | 48.34
| 7665191 | Wall Bracket Boiler | 1003 | 17.55
| S101298 | Cap Blind Scu | 1004 | 22.74
| S101403 | Stud Quarter Retainer | 1006 | 15.68
| S101190 | Plug 8,5X0,75X11,0 | 1007 | 23.9
Producto | Referencia | Descripcion | Posicion | PVP
Calenta 35C General Export 2 | 7701123 | Heat Exchanger 40kW | 2001 | 898.11
| S101181 | Condensate Collector 338Mm | 2002 | 77.25
| S100703 | PUMP A | 2003 | 926.23
| S100905 | Siphon Assembly | 2004 | 25.03
| S100909 | Piping Set Flow And Return (flexible) | 2005 | 172.65
| S101199 | Flue Gas Exhaust Pipe Ø 80 (40Kw) | 2006 | 119.15
| S100906 | Sealing Ring Siphon | 2007 | 13.42
| S100815 | O-Ring 76X4 (5 Pcs.) | 2009 | 23.9
| S59597 | O-Ring 18Ø X 2.8 (10 Pcs.) | 2010 | 13.16
| S101003 | Sensor Temperaturentc (2 Pcs.) | 2011 | 15.83
| S100890 | Electrode Ignition/Ionisation | 2012 | 45.33
| S59118 | Glass Inspection Set | 2013 | 13.8
| S62105 | Gasket For Electrode (10 Pcs.) | 2014 | 14.67
| S48950 | Screw M4 X 10 (50 Pcs.) | 2015 | 14.83
| S101196 | Burnger gasket 40 kW | 2016 | 17.99
| S62728 | Vent Auto Air Bleed Device | 2017 | 26.78
| S101178 | Key For Air Vent (2 Pcs.) | 2017 | 7.2
| S100895 | Hose connection M7X1 | 2018 | 8.48
| S100891 | Hose silicone 8x4x715 | 2019 | 15.83
| S101179 | Gasket Heatechanger-Condensate Collector | 2020 | 11.46
| S100892 | Gasket Flue Gas Discharge-Condensate Col | 2021 | 14.83
| S100855 | Sealing Ring Ø 80 (5 Pcs.) | 2022 | 34.1
| S100850 | Cap Measure Point Flue Gas Pipe | 2023 | 29.07
| S100901 | Fixing Strip Heat Exchanger | 2024 | 14.96
| S100848 | Clip For Fluegas Pipe (2 Pcs.) | 2025 | 17.4
| S100465 | ADAPTER FLUE 80/125 | 2026 | 45.93
| S62232 | Screw Cap Flue Gas Measure Point (5 Pcs. | 2028 | 21.15
| S62233 | Plug For Air Inlet Measure Point (5 Pcs) | 2029 | 19.43
| S59141 | Screw M5X18 (15 Pcs.) | 2030 | 13.16
| S59586 | Hairpin Spring 18 Mm (10 Pcs.) | 2032 | 22
| S100838 | Transformer Ignition Incl. Electrode Ign | 2033 | 60.29
| S100954 | Hose Clamp (10 Pcs) | 2034 | 64.17
| 7673034 | O-ring 18x2.8 MOS2 (10x) | 2036 | 10.1
| 7702672 | Pipe Flow (steel) | 2037 | 55.1
| 7702675 | Pipe return (steel) | 2038 | 55.1
| S101005 | Sensor Temperature Hl | 2050 | 20.87
Producto | Referencia | Descripcion | Posicion | PVP
Calenta 35C General Export 3 | S101507 | Gas Combination Block with Throttle | 3001 | 135.26
| S101184 | Fan Assembly Rg118 - R21,5X1 (40Kw) | 3002 | 307.06
| S101524 | Burner 40 kW 284 mm | 3003 | 143.89
| S101198 | Seal Ro. 83Mm With Valve (40kW) | 3004 | 28.35
| S101185 | Cover Gas/Air Chamber 306X99 Mm. | 3005 | 179.57
| S100910 | Gassupply Pipe | 3006 | 67.05
| S101523 | Air Supply Damper 40kW | 3007 | 28.5
| S56155 | Gasket 23,8x17,7x2mm (20 Pcs.) | 3008 | 16.24
| S100806 | Sanitary connecting Piece | 3010 | 31.66
| S100951 | Screw 7985 M5X25 (10 Pcs.) | 3011 | 14.01
| S101010 | Nut G3/4" | 3012 | 15.27
Producto | Referencia | Descripcion | Posicion | PVP
Calenta 35C General Export 4 | 7649094 | Pcb PCU 03 | 4001 | 338.98
| S103300 | PCB Su-01 | 4002 | 75.25
| S100859 | Display Print | 4003 | 176.4
| S43561 | Fuse Glass 2 Amp Slow (10 Pcs.) | 4004 | 41.87
| S6778 | Fuse Glass 6,30 Amp Slow (10 Pcs.) | 4004 | 34.39
| S100819 | Sensor Dhw Flow | 4005 | 15.39
| S100821 | Pressure Sensor | 4006 | 28.5
| S100838 | Transformer Ignition Incl. Electrode Ign | 4007 | 60.29
| S101003 | Sensor Temperaturentc (2 Pcs.) | 4008 | 15.83
| S100842 | Cable Three-Way-Valve | 4009 | 16.68
| S59372 | Cable Clamp | 4010 | 12.85
| S100861 | Gasket Oval (5 Pcs.) | 4011 | 18.71
| S62185 | Screw KB30x8 (10 pieces) | 4012 | 9.53
| S59367 | Screw KB35x12 (10 pieces) | 4012 | 13.16
| S100852 | Protection Cover | 4013 | 25.75
| S100857 | Controle Panel With Display Printboard | 4014 | 217.68
| S48950 | Screw M4 X 10 (50 Pcs.) | 4015 | 14.83
| S101005 | Sensor Temperature Hl | 4016 | 20.87
| S100846 | Cable For Pump | 4025 | 24.75
| S100840 | Cable 24V. Sensoren. | 4026 | 86.63
| S100839 | Cable + Euroconnector (L = 1500Mm) | 4027 | 27.91
| S100844 | Cable Of Gasblock And Ignition Transform | 4028 | 38.55
| 7602372 | Board Print, Storage Unit Parameter Psu0 |  | 27.91
| S100841 | Cable 230V. Switch |  | 45.62
| S101253 | Boiler Light |  | 91.95
| S100229 | Switch On/Off |  | 17.99
| S101680 | Cable SCU |  | 10.59
| S101681 | Cable SCU 230V |  | 11.95
Producto | Referencia | Descripcion | Posicion | PVP
Calenta 35C General Export 5 | S101192 | Plate Heatexchanger 51Mm | 5001 | 180.29
| S100823 | Actuator With Three-Way-Valve | 5002 | 88.2
| S101191 | Housing Cartridge 12 L/Min + Sensor Dhw | 5003 | 69.49
| S100822 | Hydroblock right + actuator + pressure s | 5004 | 172.81
| 7678437 | Hydroblock Left Combi | 5006 | 121.3
| S100824 | Housing Cartridge | 5007 | 53.38
| S100829 | Safety Pressure Relief Valve With Pipe | 5008 | 67.93
| 7801577 | Safety valve 3 bar | 5008 | 21.59
| S100819 | Sensor Dhw Flow | 5009 | 15.39
| S100821 | Pressure Sensor | 5010 | 28.5
| S100815 | O-Ring 76X4 (5 Pcs.) | 5011 | 23.9
| S59597 | O-Ring 18Ø X 2.8 (10 Pcs.) | 5012 | 13.16
| S59586 | Hairpin Spring 18 Mm (10 Pcs.) | 5013 | 22
| S100873 | Clip For Hose (5 Pcs.) | 5014 | 34.98
| S100835 | Hairpin clips 16 mm (2x 5 pieces) | 5015 | 21.87
| S100810 | C-Ring 25,2X17Mm. (20 Pcs.) | 5016 | 21.15
| S100813 | Clip 26 (20 Pcs.) | 5017 | 16.24
| S100816 | O-Ring 22X2.5 (10 Pcs.) | 5018 | 17.71
| S100830 | Screw M5 X 75 Mm. (10 Pcs.) | 5019 | 56.85
| S100836 | Screw 7985 M5X15 (10 Pcs.) | 5020 | 14.67
| S100837 | Plug (10 Pcs.) | 5021 | 27.06
| S100814 | Clip 10,3 (5 Pcs.) | 5022 | 10.61
| S100832 | Clip 26 With Handle (10 Pcs.) | 5023 | 16.68
| S59141 | Screw M5X18 (15 Pcs.) | 5025 | 13.16
| S101002 | Condensate Drain | 5027 | 30.35
| S100866 | Hose Of Safety Valve | 5028 | 50.5
| S100825 | Screw K50X12 (20 Pcs.) | 5029 | 14.19
| S62727 | Grommet 20 Mm. (15 Pcs) | 5030 | 26.03
| S100809 | Flow And Return Connection Piece 18Mm. | 5031 | 44.18
| S100808 | Connecting Piece Sanitary 13Mm. | 5032 | 42.3
| S100805 | Filter System For Plate X Primary Flow | 5037 | 19.71
| 7680933 | Screw M5 x 8 mm (3x) | 5085 | 6.55
Calenta 25L General Export 1
Producto | Referencia | Descripcion | Posicion | PVP
Calenta 25L General Export 1 | S101309 | Casing front panel | 1001 | 197.71
| S101295 | Cover drop down "R" | 1002 | 65.74
| S101287 | Bracket Frame | 1003 | 20.71
| S101298 | Cap Blind Scu | 1004 | 22.74
| S101321 | Insulation part | 1005 | 43.46
| S101403 | Stud Quarter Retainer | 1006 | 15.68
| S101190 | Plug 8,5X0,75X11,0 | 1007 | 23.9
Producto | Referencia | Descripcion | Posicion | PVP
Calenta 25L General Export 2 | 7701124 | Heat Exchanger 28kW | 2001 | 739.13
| S100894 | Condensate Collector 253Mm | 2002 | 93.24
| S100703 | PUMP A | 2003 | 926.23
| S100905 | Siphon Assembly | 2004 | 25.03
| S100909 | Piping Set Flow And Return (flexible) | 2005 | 172.65
| S100854 | Flue Gas Exhaust Pipe Ø 80 (28Kw) | 2006 | 144.74
| S100906 | Sealing Ring Siphon | 2007 | 13.42
| S100815 | O-Ring 76X4 (5 Pcs.) | 2009 | 23.9
| S59597 | O-Ring 18Ø X 2.8 (10 Pcs.) | 2010 | 13.16
| S101003 | Sensor Temperaturentc (2 Pcs.) | 2011 | 15.83
| S100890 | Electrode Ignition/Ionisation | 2012 | 45.33
| S59118 | Glass Inspection Set | 2013 | 13.8
| S62105 | Gasket For Electrode (10 Pcs.) | 2014 | 14.67
| S48950 | Screw M4 X 10 (50 Pcs.) | 2015 | 14.83
| S100880 | Gasket For Burner 206X82 | 2016 | 14.03
| S62728 | Vent Auto Air Bleed Device | 2017 | 26.78
| S100895 | Hose connection M7X1 | 2018 | 8.48
| S100891 | Hose silicone 8x4x715 | 2019 | 15.83
| S100888 | Gasket Heatechanger-Condensate Collector | 2020 | 14.31
| S100892 | Gasket Flue Gas Discharge-Condensate Col | 2021 | 14.83
| S100855 | Sealing Ring Ø 80 (5 Pcs.) | 2022 | 34.1
| S100850 | Cap Measure Point Flue Gas Pipe | 2023 | 29.07
| S100901 | Fixing Strip Heat Exchanger | 2024 | 14.96
| S100848 | Clip For Fluegas Pipe (2 Pcs.) | 2025 | 17.4
| S62768 | ADAPTER FLUE GAS 60/100 | 2026 | 78.9
| S62232 | Screw Cap Flue Gas Measure Point (5 Pcs. | 2028 | 21.15
| S62233 | Plug For Air Inlet Measure Point (5 Pcs) | 2029 | 19.43
| S59141 | Screw M5X18 (15 Pcs.) | 2030 | 13.16
| S59586 | Hairpin Spring 18 Mm (10 Pcs.) | 2032 | 22
| S100838 | Transformer Ignition Incl. Electrode Ign | 2033 | 60.29
| S100954 | Hose Clamp (10 Pcs) | 2034 | 64.17
| 7673034 | O-ring 18x2.8 MOS2 (10x) | 2036 | 10.1
| 7702672 | Pipe Flow (steel) | 2037 | 55.1
| 7702675 | Pipe return (steel) | 2038 | 55.1
| S101005 | Sensor Temperature Hl | 2050 | 20.87
| S100908 | Pipe Between Pump And Expansion Vessel |  | 37.7
| S100925 | Expansion Vessel |  | 206.47
Producto | Referencia | Descripcion | Posicion | PVP
Calenta 25L General Export 3 | S101507 | Gas Combination Block with Throttle | 3001 | 135.26
| S100878 | Fan Assembly Rg118 - R19,5X1 | 3002 | 255.82
| S100879 | Burner 28 kW 198 mm | 3003 | 97.71
| S100881 | Seal Ro. 83Mm With Valve (28Kw) | 3004 | 20.87
| S100882 | Cover Gas/Air Chamber 220X84 Mm. | 3005 | 120.15
| S101290 | Pipe Gas | 3006 | 71.65
| S100911 | Air Supply Damper | 3007 | 25.03
| S56155 | Gasket 23,8x17,7x2mm (20 Pcs.) | 3008 | 16.24
| S100951 | Screw 7985 M5X25 (10 Pcs.) | 3011 | 14.01
| S101010 | Nut G3/4" | 3012 | 15.27
| S101541 | RESTRICTIERING BP 3.00MM (15KW) |  | 24.39
| S101542 | RING RESTRICTION ?3,95 |  | 24.39
Producto | Referencia | Descripcion | Posicion | PVP
Calenta 25L General Export 4 | 7649094 | Pcb PCU 03 | 4001 | 338.98
| S103300 | PCB Su-01 | 4002 | 75.25
| S100859 | Display Print | 4003 | 176.4
| S43561 | Fuse Glass 2 Amp Slow (10 Pcs.) | 4004 | 41.87
| S6778 | Fuse Glass 6,30 Amp Slow (10 Pcs.) | 4004 | 34.39
| S100821 | Pressure Sensor | 4006 | 28.5
| S100838 | Transformer Ignition Incl. Electrode Ign | 4007 | 60.29
| S101003 | Sensor Temperaturentc (2 Pcs.) | 4008 | 15.83
| S100845 | Cable power supply (L = 1500 Mm.) | 4009 | 39.14
| S101306 | Cable 3-Way Valve | 4009 | 30.63
| S101299 | Cable 24V | 4009 | 64.17
| S101305 | Cable Valve+Ignition | 4009 | 38.86
| S101302 | Pump cable | 4009 | 18.56
| S101303 | Pump cable DHW | 4009 | 16.11
| S59372 | Cable Clamp | 4010 | 12.85
| S100861 | Gasket Oval (5 Pcs.) | 4011 | 18.71
| S62185 | Screw KB30x8 (10 pieces) | 4012 | 9.53
| S59367 | Screw KB35x12 (10 pieces) | 4012 | 13.16
| S100852 | Protection Cover | 4013 | 25.75
| S100857 | Controle Panel With Display Printboard | 4014 | 217.68
| S48950 | Screw M4 X 10 (50 Pcs.) | 4015 | 14.83
| S101005 | Sensor Temperature Hl | 4016 | 20.87
| 7602482 | Board Print, Storage Unit Parameter Psu0 |  | 28.5
| S100841 | Cable 230V. Switch |  | 45.62
| S100229 | Switch On/Off |  | 17.99
| S101680 | Cable SCU |  | 10.59
| S101681 | Cable SCU 230V |  | 11.95
Producto | Referencia | Descripcion | Posicion | PVP
Calenta 25L General Export 5 | S100831 | Plate Heatexchanger 37Mm | 5001 | 174.97
| S100823 | Actuator With Three-Way-Valve | 5002 | 88.2
| S100822 | Hydroblock right + actuator + pressure s | 5004 | 172.81
| 7678567 | Hydroblock Left | 5006 | 140.3
| S100824 | Housing Cartridge | 5007 | 53.38
| S100829 | Safety Pressure Relief Valve With Pipe | 5008 | 67.93
| 7801577 | Safety valve 3 bar | 5008 | 21.59
| S100821 | Pressure Sensor | 5010 | 28.5
| S100815 | O-Ring 76X4 (5 Pcs.) | 5011 | 23.9
| S59597 | O-Ring 18Ø X 2.8 (10 Pcs.) | 5012 | 13.16
| S59586 | Hairpin Spring 18 Mm (10 Pcs.) | 5013 | 22
| S100873 | Clip For Hose (5 Pcs.) | 5014 | 34.98
| S100835 | Hairpin clips 16 mm (2x 5 pieces) | 5015 | 21.87
| S100810 | C-Ring 25,2X17Mm. (20 Pcs.) | 5016 | 21.15
| S100813 | Clip 26 (20 Pcs.) | 5017 | 16.24
| S100816 | O-Ring 22X2.5 (10 Pcs.) | 5018 | 17.71
| S100830 | Screw M5 X 75 Mm. (10 Pcs.) | 5019 | 56.85
| S100836 | Screw 7985 M5X15 (10 Pcs.) | 5020 | 14.67
| S100837 | Plug (10 Pcs.) | 5021 | 27.06
| S100832 | Clip 26 With Handle (10 Pcs.) | 5023 | 16.68
| S59141 | Screw M5X18 (15 Pcs.) | 5025 | 13.16
| S101002 | Condensate Drain | 5027 | 30.35
| S100825 | Screw K50X12 (20 Pcs.) | 5029 | 14.19
| S62727 | Grommet 20 Mm. (15 Pcs) | 5030 | 26.03
| S101046 | Set With Mounting Clips | 5037 | 63.3
| S101293 | Bracket expansion vessel | 5058 | 29.66
| S101292 | Hose San. Expansionvessel | 5059 | 52.38
| S101313 | Pipe Set | 5060 | 193.37
| S101288 | Bracket hydraulics | 5061 | 106.91
| S101324 | Sensor Ntc | 5062 | 10.15
| S101291 | San. Expansionvessel | 5063 | 123.03
| S101314 | Set Hoses Extension | 5064 | 98.41
| S56156 | Gasket Timer 30x21x3mm (10 Pcs.) | 5065 | 18.56
| S101316 | Pump Upo-15/30 (For sanitary uses only) | 5066 | 201.44
| S101317 | Connection Pump | 5067 | 40.86
| S101318 | Hydro Block | 5069 | 98.84
| 7706348 | Vessels CompleteCalenta+ Calenta Ace | 5070 | 1439.84
| S101322 | Set Insolation | 5071 | 80
| S101310 | Cont. Spring | 5072 | 6.01
| S101311 | T Sensor Calorifier | 5073 | 62.45
| S101323 | Nut G1" Exentric | 5077 | 22.74
| 7680933 | Screw M5 x 8 mm (3x) | 5085 | 6.55
Calenta 40L General Export 1
Producto | Referencia | Descripcion | Posicion | PVP
Calenta 40L General Export 1 | S101309 | Casing front panel | 1001 | 197.71
| S101295 | Cover drop down "R" | 1002 | 65.74
| S101287 | Bracket Frame | 1003 | 20.71
| S101298 | Cap Blind Scu | 1004 | 22.74
| S101321 | Insulation part | 1005 | 43.46
| S101403 | Stud Quarter Retainer | 1006 | 15.68
| S101190 | Plug 8,5X0,75X11,0 | 1007 | 23.9
| S101456 | Maintenance Set "A" 40 kW |  | 43.18
| S101457 | Maintenance Set "B" 40 kW |  | 65.46
| S101411 | Maintenance set "C" Combi 40 kW |  | 106.48
Producto | Referencia | Descripcion | Posicion | PVP
Calenta 40L General Export 2 | 7701123 | Heat Exchanger 40kW | 2001 | 898.11
| S101181 | Condensate Collector 338Mm | 2002 | 77.25
| S100703 | PUMP A | 2003 | 926.23
| S100905 | Siphon Assembly | 2004 | 25.03
| S100909 | Piping Set Flow And Return (flexible) | 2005 | 172.65
| S101199 | Flue Gas Exhaust Pipe Ø 80 (40Kw) | 2006 | 119.15
| S100906 | Sealing Ring Siphon | 2007 | 13.42
| S100815 | O-Ring 76X4 (5 Pcs.) | 2009 | 23.9
| S59597 | O-Ring 18Ø X 2.8 (10 Pcs.) | 2010 | 13.16
| S101003 | Sensor Temperaturentc (2 Pcs.) | 2011 | 15.83
| S100890 | Electrode Ignition/Ionisation | 2012 | 45.33
| S59118 | Glass Inspection Set | 2013 | 13.8
| S62105 | Gasket For Electrode (10 Pcs.) | 2014 | 14.67
| S48950 | Screw M4 X 10 (50 Pcs.) | 2015 | 14.83
| S101196 | Burnger gasket 40 kW | 2016 | 17.99
| S62728 | Vent Auto Air Bleed Device | 2017 | 26.78
| S100895 | Hose connection M7X1 | 2018 | 8.48
| S100891 | Hose silicone 8x4x715 | 2019 | 15.83
| S101179 | Gasket Heatechanger-Condensate Collector | 2020 | 11.46
| S100892 | Gasket Flue Gas Discharge-Condensate Col | 2021 | 14.83
| S100855 | Sealing Ring Ø 80 (5 Pcs.) | 2022 | 34.1
| S100850 | Cap Measure Point Flue Gas Pipe | 2023 | 29.07
| S100901 | Fixing Strip Heat Exchanger | 2024 | 14.96
| S100848 | Clip For Fluegas Pipe (2 Pcs.) | 2025 | 17.4
| S100240 | Flue Connection 2X Ø 80Mm. | 2027 | 195.83
| S62232 | Screw Cap Flue Gas Measure Point (5 Pcs. | 2028 | 21.15
| S62233 | Plug For Air Inlet Measure Point (5 Pcs) | 2029 | 19.43
| S59141 | Screw M5X18 (15 Pcs.) | 2030 | 13.16
| S59586 | Hairpin Spring 18 Mm (10 Pcs.) | 2032 | 22
| S100838 | Transformer Ignition Incl. Electrode Ign | 2033 | 60.29
| S100954 | Hose Clamp (10 Pcs) | 2034 | 64.17
| 7673034 | O-ring 18x2.8 MOS2 (10x) | 2036 | 10.1
| 7702672 | Pipe Flow (steel) | 2037 | 55.1
| 7702675 | Pipe return (steel) | 2038 | 55.1
| S101005 | Sensor Temperature Hl | 2050 | 20.87
Producto | Referencia | Descripcion | Posicion | PVP
Calenta 40L General Export 3 | S101507 | Gas Combination Block with Throttle | 3001 | 135.26
| S101184 | Fan Assembly Rg118 - R21,5X1 (40Kw) | 3002 | 307.06
| S101524 | Burner 40 kW 284 mm | 3003 | 143.89
| S101198 | Seal Ro. 83Mm With Valve (40kW) | 3004 | 28.35
| S101185 | Cover Gas/Air Chamber 306X99 Mm. | 3005 | 179.57
| S101289 | Pipe Gas | 3006 | 85.04
| S101523 | Air Supply Damper 40kW | 3007 | 28.5
| S56155 | Gasket 23,8x17,7x2mm (20 Pcs.) | 3008 | 16.24
| S100951 | Screw 7985 M5X25 (10 Pcs.) | 3011 | 14.01
| S101010 | Nut G3/4" | 3012 | 15.27
Producto | Referencia | Descripcion | Posicion | PVP
Calenta 40L General Export 4 | 7649094 | Pcb PCU 03 | 4001 | 338.98
| S103300 | PCB Su-01 | 4002 | 75.25
| S100859 | Display Print | 4003 | 176.4
| S43561 | Fuse Glass 2 Amp Slow (10 Pcs.) | 4004 | 41.87
| S6778 | Fuse Glass 6,30 Amp Slow (10 Pcs.) | 4004 | 34.39
| S100821 | Pressure Sensor | 4006 | 28.5
| S100838 | Transformer Ignition Incl. Electrode Ign | 4007 | 60.29
| S101003 | Sensor Temperaturentc (2 Pcs.) | 4008 | 15.83
| S100839 | Cable + Euroconnector (L = 1500Mm) | 4009 | 27.91
| S101306 | Cable 3-Way Valve | 4009 | 30.63
| S101299 | Cable 24V | 4009 | 64.17
| S101305 | Cable Valve+Ignition | 4009 | 38.86
| S101302 | Pump cable | 4009 | 18.56
| S101303 | Pump cable DHW | 4009 | 16.11
| S59372 | Cable Clamp | 4010 | 12.85
| S100861 | Gasket Oval (5 Pcs.) | 4011 | 18.71
| S62185 | Screw KB30x8 (10 pieces) | 4012 | 9.53
| S100852 | Protection Cover | 4013 | 25.75
| S100857 | Controle Panel With Display Printboard | 4014 | 217.68
| S48950 | Screw M4 X 10 (50 Pcs.) | 4015 | 14.83
| S101005 | Sensor Temperature Hl | 4016 | 20.87
| 7602372 | Board Print, Storage Unit Parameter Psu0 |  | 27.91
| S100229 | Switch On/Off |  | 17.99
Producto | Referencia | Descripcion | Posicion | PVP
Calenta 40L General Export 5 | S101192 | Plate Heatexchanger 51Mm | 5001 | 180.29
| S100823 | Actuator With Three-Way-Valve | 5002 | 88.2
| S100822 | Hydroblock right + actuator + pressure s | 5004 | 172.81
| 7678567 | Hydroblock Left | 5006 | 140.3
| S100824 | Housing Cartridge | 5007 | 53.38
| S100829 | Safety Pressure Relief Valve With Pipe | 5008 | 67.93
| 7801577 | Safety valve 3 bar | 5008 | 21.59
| S100821 | Pressure Sensor | 5010 | 28.5
| S100815 | O-Ring 76X4 (5 Pcs.) | 5011 | 23.9
| S59597 | O-Ring 18Ø X 2.8 (10 Pcs.) | 5012 | 13.16
| S59586 | Hairpin Spring 18 Mm (10 Pcs.) | 5013 | 22
| S100873 | Clip For Hose (5 Pcs.) | 5014 | 34.98
| S100835 | Hairpin clips 16 mm (2x 5 pieces) | 5015 | 21.87
| S100810 | C-Ring 25,2X17Mm. (20 Pcs.) | 5016 | 21.15
| S100813 | Clip 26 (20 Pcs.) | 5017 | 16.24
| S100816 | O-Ring 22X2.5 (10 Pcs.) | 5018 | 17.71
| S100826 | Screw K50X28 (10 Pcs.) | 5019 | 12.49
| S100836 | Screw 7985 M5X15 (10 Pcs.) | 5020 | 14.67
| S100837 | Plug (10 Pcs.) | 5021 | 27.06
| S100814 | Clip 10,3 (5 Pcs.) | 5022 | 10.61
| S100832 | Clip 26 With Handle (10 Pcs.) | 5023 | 16.68
| S59141 | Screw M5X18 (15 Pcs.) | 5025 | 13.16
| S101002 | Condensate Drain | 5027 | 30.35
| S100825 | Screw K50X12 (20 Pcs.) | 5029 | 14.19
| S62727 | Grommet 20 Mm. (15 Pcs) | 5030 | 26.03
| S100805 | Filter System For Plate X Primary Flow | 5055 | 19.71
| S101313 | Pipe Set | 5060 | 193.37
| S101288 | Bracket hydraulics | 5061 | 106.91
| S101324 | Sensor Ntc | 5062 | 10.15
| S101314 | Set Hoses Extension | 5064 | 98.41
| S56156 | Gasket Timer 30x21x3mm (10 Pcs.) | 5065 | 18.56
| S101316 | Pump Upo-15/30 (For sanitary uses only) | 5066 | 201.44
| S103029 | Connection Pump | 5067 | 59.14
| S101318 | Hydro Block | 5069 | 98.84
| 7637726 | Cap with chain |  | 6.86
| 7706348 | Vessels CompleteCalenta+ Calenta Ace | 5070 | 1439.84
| S101322 | Set Insolation | 5071 | 80
| S101310 | Cont. Spring | 5072 | 6.01
| S101311 | T Sensor Calorifier | 5073 | 62.45
| S101323 | Nut G1" Exentric | 5077 | 22.74
| 7657271 | Clip (2x) | 5078 | 10.05
| 7680933 | Screw M5 x 8 mm (3x) | 5085 | 6.55

## CalentaACE
Remeha Calenta ACE 15-25DS EXP 1
Producto | Referencia | Descripcion | Posicion | PVP
Remeha Calenta ACE 15-25DS EXP 1 | 7665188 | Casing Front Panel | 1001 | 120.43
| 7665189 | Magnets | 1001 | 18.43
| 7665190 | Cover Drop Down | 1002 | 44.9
| 7665191 | Wall Bracket Boiler | 1003 | 17.55
| S101298 | Cap Blind Scu | 1004 | 22.74
| 7665192 | Seal Cover Frame / HMI | 1005 | 31.38
| S101403 | Stud Quarter Retainer | 1006 | 15.68
| 7702353 | Boiler Light 24V | 1007 | 64.61
| 7699281 | Insulation part | 1009 | 19.43
Producto | Referencia | Descripcion | Posicion | PVP
Remeha Calenta ACE 15-25DS EXP 2 | 7689674 | Heat Exchanger 28Kw | 2001 | 682.31
| S100894 | Condensate Collector 253Mm | 2002 | 93.24
| 7820438 | Energy-efficient pump (without plug) | 2003 | 269.93
| S100905 | Siphon Assembly | 2004 | 25.03
| 7665244 | Piping Set Flow And Return | 2005 | 89.08
| S100854 | Flue Gas Exhaust Pipe Ø 80 (28Kw) | 2006 | 144.74
| S100906 | Sealing Ring Siphon | 2007 | 13.42
| S59586 | Hairpin Spring 18 Mm (10 Pcs.) | 2008 | 22
| 7689676 | Vibration Silencer | 2009 | 20.28
| 7673034 | O-ring 18x2.8 MOS2 (10x) | 2010 | 10.1
| 7623837 | NTC 10K(2) and double NTC 10K (1) | 2011 | 23.16
| S100890 | Electrode Ignition/Ionisation | 2012 | 45.33
| S59118 | Glass Inspection Set | 2013 | 13.8
| S62105 | Gasket For Electrode (10 Pcs.) | 2014 | 14.67
| S48950 | Screw M4 X 10 (50 Pcs.) | 2015 | 14.83
| S100880 | Gasket For Burner 206X82 | 2016 | 14.03
| 7669770 | Air Vent | 2017 | 21.15
| S58730 | O-Ring 17X4 (10 Pcs.) | 2018 | 13.16
| S100891 | Hose silicone 8x4x715 | 2019 | 15.83
| S100888 | Gasket Heatechanger-Condensate Collector | 2020 | 14.31
| S100892 | Gasket Flue Gas Discharge-Condensate Col | 2021 | 14.83
| S100855 | Sealing Ring Ø 80 (5 Pcs.) | 2022 | 34.1
| S100850 | Cap Measure Point Flue Gas Pipe | 2023 | 29.07
| S100901 | Fixing Strip Heat Exchanger | 2024 | 14.96
| S100838 | Transformer Ignition Incl. Electrode Ign | 2025 | 60.29
| 7665193 | Grommet | 2026 | 9.02
| S100465 | ADAPTER FLUE 80/125 | 2027 | 45.93
| S62232 | Screw Cap Flue Gas Measure Point (5 Pcs. | 2028 | 21.15
| S62233 | Plug For Air Inlet Measure Point (5 Pcs) | 2029 | 19.43
| S100197 | Airvent Pump | 2031 | 51.94
| S56155 | Gasket 23,8x17,7x2mm (20 Pcs.) | 2032 | 16.24
| S100925 | Expansion Vessel | 2036 | 206.47
| 7702930 | Pipe expansion vessel assy | 2037 | 22
| S44483 | Nut M 8 (10 Pcs.) | 2038 | 14.37
| S101007 | Star Washer 8,2 (4 Pcs) | 2039 | 17.4
| S100814 | Clip 10,3 (5 Pcs.) | 2040 | 10.61
| S62586 | O-Ring Ø 9.19 X 2.62 (10 Pcs.) | 2041 | 18.71
Producto | Referencia | Descripcion | Posicion | PVP
Remeha Calenta ACE 15-25DS EXP 3 | S101507 | Gas Combination Block with Throttle | 3001 | 135.26
| 7700058 | Fan 10kW | 3002 | 229.63
| 7665194 | Fan Assembly NRG118 - D19.6 - 25-28 kW | 3002 | 238.86
| S100879 | Burner 28 kW 198 mm | 3003 | 97.71
| S100881 | Seal Ro. 83Mm With Valve (28Kw) | 3004 | 20.87
| S100882 | Cover Gas/Air Chamber 220X84 Mm. | 3005 | 120.15
| S100910 | Gassupply Pipe | 3006 | 67.05
| S100911 | Air Supply Damper | 3007 | 25.03
| S56155 | Gasket 23,8x17,7x2mm (20 Pcs.) | 3008 | 16.24
| S100806 | Sanitary connecting Piece | 3009 | 31.66
| S100951 | Screw 7985 M5X25 (10 Pcs.) | 3010 | 14.01
| S101010 | Nut G3/4" | 3011 | 15.27
Producto | Referencia | Descripcion | Posicion | PVP
Remeha Calenta ACE 15-25DS EXP 4 | 7817316 | Main PCB CU-GH08 | 4001 | 206.19
| 7665228 | PCB CB-03 | 4002 | 58.85
| 7669597 | Control panel MK2 2.0 | 4003 | 144.74
| 7665229 | Control Box | 4004 | 186.33
| 7701771 | Fuse Glass 2.5 Amp (5 Pcs.) | 4005 | 16.24
| 7665230 | Switch On/Off | 4006 | 32.1
| 7665231 | Serviceconnector | 4007 | 36.11
| 7633327 | Configuration Storage Unit CSU-01 | 4008 | 23.03
| 7689678 | Pump cable (Energy-efficient Pump) | 4009 | 23.03
| S100845 | Cable power supply (L = 1500 Mm.) | 4009 | 39.14
| S100842 | Cable Three-Way-Valve | 4009 | 16.68
| 7665232 | Cable Sensors | 4009 | 31.38
| 7665233 | Cable (Valve / Fan) | 4009 | 34.1
| 7665234 | Cable set (Controlbox intern) | 4009 | 56.98
| 7731327 | Connector outdoor temp. sensor (white) |  | 5.94
| 7731328 | Connector boiler temp. sensor (blue) |  | 5.94
Producto | Referencia | Descripcion | Posicion | PVP
Remeha Calenta ACE 15-25DS EXP 5 | 7689679 | Actuator Three Way Valve | 5002 | 76.28
| 7689680 | Three-Way Valve | 5003 | 78.85
| 7700076 | Hydro Block Right DS Flat | 5005 | 159.73
| 7700077 | Hydro Block Left DS Flat | 5006 | 119.27
| S100821 | Pressure Sensor | 5008 | 28.5
| S100829 | Safety Pressure Relief Valve With Pipe | 5011 | 67.93
| 7801577 | Safety valve 3 bar | 5011 | 21.59
| S100873 | Clip For Hose (5 Pcs.) | 5012 | 34.98
| S59135 | Hairpin Spring 15,2Mm (10 Pcs.) | 5014 | 14.96
| S58731 | Hairpin Spring Pump 18Mm (10 Pcs.) | 5015 | 17.55
| S100814 | Clip 10,3 (5 Pcs.) | 5016 | 10.61
| S100835 | Hairpin clips 16 mm (2x 5 pieces) | 5017 | 21.87
| S100866 | Hose Of Safety Valve | 5019 | 50.5
| S101002 | Condensate Drain | 5020 | 30.35
| 7689702 | Screw DIN6921 M5X10 | 5021 | 6.48
| S62727 | Grommet 20 Mm. (15 Pcs) | 5022 | 26.03
| 7668122 | Maintenance set A |  | 34.26
| 7668123 | Maintenance set B |  | 51.66
| 7668125 | Maintenance set C (S/DS) |  | 57.11
Remeha Calenta ACE 35DS EXP 1
Producto | Referencia | Descripcion | Posicion | PVP
Remeha Calenta ACE 35DS EXP 1 | 7665188 | Casing Front Panel | 1001 | 120.43
| 7665189 | Magnets | 1001 | 18.43
| 7665190 | Cover Drop Down | 1002 | 44.9
| 7665191 | Wall Bracket Boiler | 1003 | 17.55
| S101298 | Cap Blind Scu | 1004 | 22.74
| 7665192 | Seal Cover Frame / HMI | 1005 | 31.38
| S101403 | Stud Quarter Retainer | 1006 | 15.68
| 7702353 | Boiler Light 24V | 1007 | 64.61
| S101190 | Plug 8,5X0,75X11,0 | 1008 | 23.9
| 7699281 | Insulation part | 1009 | 19.43
Producto | Referencia | Descripcion | Posicion | PVP
Remeha Calenta ACE 35DS EXP 2 | 7689714 | Heat Exchanger 40Kw | 2001 | 870.33
| S101181 | Condensate Collector 338Mm | 2002 | 77.25
| 7820437 | Energy-efficient pump (with plug) | 2003 | 314.54
| S100905 | Siphon Assembly | 2004 | 25.03
| 7665244 | Piping Set Flow And Return | 2005 | 89.08
| S101199 | Flue Gas Exhaust Pipe Ø 80 (40Kw) | 2006 | 119.15
| S100906 | Sealing Ring Siphon | 2007 | 13.42
| S59586 | Hairpin Spring 18 Mm (10 Pcs.) | 2008 | 22
| 7689676 | Vibration Silencer | 2009 | 20.28
| 7673034 | O-ring 18x2.8 MOS2 (10x) | 2010 | 10.1
| 7623837 | NTC 10K(2) and double NTC 10K (1) | 2011 | 23.16
| S100890 | Electrode Ignition/Ionisation | 2012 | 45.33
| S59118 | Glass Inspection Set | 2013 | 13.8
| S62105 | Gasket For Electrode (10 Pcs.) | 2014 | 14.67
| S48950 | Screw M4 X 10 (50 Pcs.) | 2015 | 14.83
| S101196 | Burnger gasket 40 kW | 2016 | 17.99
| 7669770 | Air Vent | 2017 | 21.15
| S58730 | O-Ring 17X4 (10 Pcs.) | 2018 | 13.16
| S100891 | Hose silicone 8x4x715 | 2019 | 15.83
| S101179 | Gasket Heatechanger-Condensate Collector | 2020 | 11.46
| S100892 | Gasket Flue Gas Discharge-Condensate Col | 2021 | 14.83
| S100855 | Sealing Ring Ø 80 (5 Pcs.) | 2022 | 34.1
| S100850 | Cap Measure Point Flue Gas Pipe | 2023 | 29.07
| S100901 | Fixing Strip Heat Exchanger | 2024 | 14.96
| S100838 | Transformer Ignition Incl. Electrode Ign | 2025 | 60.29
| 7665193 | Grommet | 2026 | 9.02
| S100465 | ADAPTER FLUE 80/125 | 2027 | 45.93
| S62232 | Screw Cap Flue Gas Measure Point (5 Pcs. | 2028 | 21.15
| S62233 | Plug For Air Inlet Measure Point (5 Pcs) | 2029 | 19.43
| S100197 | Airvent Pump | 2031 | 51.94
| S56155 | Gasket 23,8x17,7x2mm (20 Pcs.) | 2032 | 16.24
| S100814 | Clip 10,3 (5 Pcs.) | 2033 | 10.61
| S62586 | O-Ring Ø 9.19 X 2.62 (10 Pcs.) | 2034 | 18.71
| S100242 | Pump Plug | 2035 | 48.21
Producto | Referencia | Descripcion | Posicion | PVP
Remeha Calenta ACE 35DS EXP 3 | S101507 | Gas Combination Block with Throttle | 3001 | 135.26
| 7665247 | Fan Assembly NRG118 - D21.4 - 35-40 kW | 3002 | 282.73
| S101524 | Burner 40 kW 284 mm | 3003 | 143.89
| S101198 | Seal Ro. 83Mm With Valve (40kW) | 3004 | 28.35
| S101185 | Cover Gas/Air Chamber 306X99 Mm. | 3005 | 179.57
| S100910 | Gassupply Pipe | 3006 | 67.05
| S101523 | Air Supply Damper 40kW | 3007 | 28.5
| S56155 | Gasket 23,8x17,7x2mm (20 Pcs.) | 3008 | 16.24
| S100806 | Sanitary connecting Piece | 3009 | 31.66
| S100951 | Screw 7985 M5X25 (10 Pcs.) | 3010 | 14.01
| S101010 | Nut G3/4" | 3011 | 15.27
Producto | Referencia | Descripcion | Posicion | PVP
Remeha Calenta ACE 35DS EXP 4 | 7817316 | Main PCB CU-GH08 | 4001 | 206.19
| 7665228 | PCB CB-03 | 4002 | 58.85
| 7669597 | Control panel MK2 2.0 | 4003 | 144.74
| 7665229 | Control Box | 4004 | 186.33
| 7701771 | Fuse Glass 2.5 Amp (5 Pcs.) | 4005 | 16.24
| 7665230 | Switch On/Off | 4006 | 32.1
| 7665231 | Serviceconnector | 4007 | 36.11
| 7633327 | Configuration Storage Unit CSU-01 | 4008 | 23.03
| 7689678 | Pump cable (Energy-efficient Pump) | 4009 | 23.03
| S100845 | Cable power supply (L = 1500 Mm.) | 4009 | 39.14
| S100842 | Cable Three-Way-Valve | 4009 | 16.68
| 7665232 | Cable Sensors | 4009 | 31.38
| 7665233 | Cable (Valve / Fan) | 4009 | 34.1
| 7665234 | Cable set (Controlbox intern) | 4009 | 56.98
| 7731327 | Connector outdoor temp. sensor (white) |  | 5.94
| 7731328 | Connector boiler temp. sensor (blue) |  | 5.94
Producto | Referencia | Descripcion | Posicion | PVP
Remeha Calenta ACE 35DS EXP 5 | 7689679 | Actuator Three Way Valve | 5002 | 76.28
| 7689680 | Three-Way Valve | 5003 | 78.85
| 7700076 | Hydro Block Right DS Flat | 5005 | 159.73
| 7700077 | Hydro Block Left DS Flat | 5006 | 119.27
| S100821 | Pressure Sensor | 5008 | 28.5
| S100829 | Safety Pressure Relief Valve With Pipe | 5011 | 67.93
| 7801577 | Safety valve 3 bar | 5011 | 21.59
| S100873 | Clip For Hose (5 Pcs.) | 5012 | 34.98
| S59135 | Hairpin Spring 15,2Mm (10 Pcs.) | 5014 | 14.96
| S58731 | Hairpin Spring Pump 18Mm (10 Pcs.) | 5015 | 17.55
| S100814 | Clip 10,3 (5 Pcs.) | 5016 | 10.61
| S100835 | Hairpin clips 16 mm (2x 5 pieces) | 5017 | 21.87
| S100866 | Hose Of Safety Valve | 5019 | 50.5
| S101002 | Condensate Drain | 5020 | 30.35
| 7689702 | Screw DIN6921 M5X10 | 5021 | 6.48
| S62727 | Grommet 20 Mm. (15 Pcs) | 5022 | 26.03
| S100238 | Condensate Collector | 5050 | 25.75
| 7668126 | Maintenance set A |  | 41.15
| 7668127 | Maintenance set B |  | 58.85
| 7668129 | Maintenance set C (S/DS) |  | 64.02
Remeha Calenta ACE 15-25S EXP 1
Producto | Referencia | Descripcion | Posicion | PVP
Remeha Calenta ACE 15-25S EXP 1 | 7665188 | Casing Front Panel | 1001 | 120.43
| 7665189 | Magnets | 1001 | 18.43
| 7665190 | Cover Drop Down | 1002 | 44.9
| 7665191 | Wall Bracket Boiler | 1003 | 17.55
| S101298 | Cap Blind Scu | 1004 | 22.74
| 7665192 | Seal Cover Frame / HMI | 1005 | 31.38
| S101403 | Stud Quarter Retainer | 1006 | 15.68
| 7702353 | Boiler Light 24V | 1007 | 64.61
| 7699281 | Insulation part | 1009 | 19.43
Producto | Referencia | Descripcion | Posicion | PVP
Remeha Calenta ACE 15-25S EXP 2 | 7689674 | Heat Exchanger 28Kw | 2001 | 682.31
| S100894 | Condensate Collector 253Mm | 2002 | 93.24
| 7820438 | Energy-efficient pump (without plug) | 2003 | 269.93
| S100905 | Siphon Assembly | 2004 | 25.03
| 7665244 | Piping Set Flow And Return | 2005 | 89.08
| S100854 | Flue Gas Exhaust Pipe Ø 80 (28Kw) | 2006 | 144.74
| S100906 | Sealing Ring Siphon | 2007 | 13.42
| S59586 | Hairpin Spring 18 Mm (10 Pcs.) | 2008 | 22
| 7689676 | Vibration Silencer | 2009 | 20.28
| 7673034 | O-ring 18x2.8 MOS2 (10x) | 2010 | 10.1
| 7623837 | NTC 10K(2) and double NTC 10K (1) | 2011 | 23.16
| S100890 | Electrode Ignition/Ionisation | 2012 | 45.33
| S59118 | Glass Inspection Set | 2013 | 13.8
| S62105 | Gasket For Electrode (10 Pcs.) | 2014 | 14.67
| S48950 | Screw M4 X 10 (50 Pcs.) | 2015 | 14.83
| S100880 | Gasket For Burner 206X82 | 2016 | 14.03
| 7669770 | Air Vent | 2017 | 21.15
| S58730 | O-Ring 17X4 (10 Pcs.) | 2018 | 13.16
| S100891 | Hose silicone 8x4x715 | 2019 | 15.83
| S100888 | Gasket Heatechanger-Condensate Collector | 2020 | 14.31
| S100892 | Gasket Flue Gas Discharge-Condensate Col | 2021 | 14.83
| S100855 | Sealing Ring Ø 80 (5 Pcs.) | 2022 | 34.1
| S100850 | Cap Measure Point Flue Gas Pipe | 2023 | 29.07
| S100901 | Fixing Strip Heat Exchanger | 2024 | 14.96
| S100838 | Transformer Ignition Incl. Electrode Ign | 2025 | 60.29
| 7665193 | Grommet | 2026 | 9.02
| S100465 | ADAPTER FLUE 80/125 | 2027 | 45.93
| S62232 | Screw Cap Flue Gas Measure Point (5 Pcs. | 2028 | 21.15
| S62233 | Plug For Air Inlet Measure Point (5 Pcs) | 2029 | 19.43
| S100197 | Airvent Pump | 2031 | 51.94
| S56155 | Gasket 23,8x17,7x2mm (20 Pcs.) | 2032 | 16.24
| S100814 | Clip 10,3 (5 Pcs.) | 2033 | 10.61
| S62586 | O-Ring Ø 9.19 X 2.62 (10 Pcs.) | 2034 | 18.71
| S100925 | Expansion Vessel | 2036 | 206.47
| 7702930 | Pipe expansion vessel assy | 2037 | 22
| S44483 | Nut M 8 (10 Pcs.) | 2038 | 14.37
| S101007 | Star Washer 8,2 (4 Pcs) | 2039 | 17.4
Producto | Referencia | Descripcion | Posicion | PVP
Remeha Calenta ACE 15-25S EXP 3 | S101507 | Gas Combination Block with Throttle | 3001 | 135.26
| 7700058 | Fan 10kW | 3002 | 229.63
| 7665194 | Fan Assembly NRG118 - D19.6 - 25-28 kW | 3002 | 238.86
| S100879 | Burner 28 kW 198 mm | 3003 | 97.71
| S100881 | Seal Ro. 83Mm With Valve (28Kw) | 3004 | 20.87
| S100882 | Cover Gas/Air Chamber 220X84 Mm. | 3005 | 120.15
| S100910 | Gassupply Pipe | 3006 | 67.05
| S100911 | Air Supply Damper | 3007 | 25.03
| S56155 | Gasket 23,8x17,7x2mm (20 Pcs.) | 3008 | 16.24
| S100806 | Sanitary connecting Piece | 3009 | 31.66
| S100951 | Screw 7985 M5X25 (10 Pcs.) | 3010 | 14.01
| S101010 | Nut G3/4" | 3011 | 15.27
Producto | Referencia | Descripcion | Posicion | PVP
Remeha Calenta ACE 15-25S EXP 4 | 7817316 | Main PCB CU-GH08 | 4001 | 206.19
| 7665228 | PCB CB-03 | 4002 | 58.85
| 7669597 | Control panel MK2 2.0 | 4003 | 144.74
| 7665229 | Control Box | 4004 | 186.33
| 7701771 | Fuse Glass 2.5 Amp (5 Pcs.) | 4005 | 16.24
| 7665230 | Switch On/Off | 4006 | 32.1
| 7665231 | Serviceconnector | 4007 | 36.11
| 7633327 | Configuration Storage Unit CSU-01 | 4008 | 23.03
| S100845 | Cable power supply (L = 1500 Mm.) | 4009 | 39.14
| S100842 | Cable Three-Way-Valve | 4009 | 16.68
| 7665232 | Cable Sensors | 4009 | 31.38
| 7665233 | Cable (Valve / Fan) | 4009 | 34.1
| 7665234 | Cable set (Controlbox intern) | 4009 | 56.98
| 7731327 | Connector outdoor temp. sensor (white) |  | 5.94
| 7731328 | Connector boiler temp. sensor (blue) |  | 5.94
Producto | Referencia | Descripcion | Posicion | PVP
Remeha Calenta ACE 15-25S EXP 5 | 7700480 | Hydro Block Right S Flat | 5005 | 50.65
| 7700483 | Hydro Block Left S FLAT | 5006 | 102.88
| S100821 | Pressure Sensor | 5008 | 28.5
| S100829 | Safety Pressure Relief Valve With Pipe | 5011 | 67.93
| 7801577 | Safety valve 3 bar | 5011 | 21.59
| S100873 | Clip For Hose (5 Pcs.) | 5012 | 34.98
| S58731 | Hairpin Spring Pump 18Mm (10 Pcs.) | 5015 | 17.55
| S100814 | Clip 10,3 (5 Pcs.) | 5016 | 10.61
| S100835 | Hairpin clips 16 mm (2x 5 pieces) | 5017 | 21.87
| S100866 | Hose Of Safety Valve | 5019 | 50.5
| S101002 | Condensate Drain | 5020 | 30.35
| 7689702 | Screw DIN6921 M5X10 | 5021 | 6.48
| S62727 | Grommet 20 Mm. (15 Pcs) | 5022 | 26.03
| 7668122 | Maintenance set A |  | 34.26
| 7668123 | Maintenance set B |  | 51.66
| 7668125 | Maintenance set C (S/DS) |  | 57.11
Remeha Calenta ACE 35S EXP 1
Producto | Referencia | Descripcion | Posicion | PVP
Remeha Calenta ACE 35S EXP 1 | 7665188 | Casing Front Panel | 1001 | 120.43
| 7665189 | Magnets | 1001 | 18.43
| 7665190 | Cover Drop Down | 1002 | 44.9
| 7665191 | Wall Bracket Boiler | 1003 | 17.55
| S101298 | Cap Blind Scu | 1004 | 22.74
| 7665192 | Seal Cover Frame / HMI | 1005 | 31.38
| S101403 | Stud Quarter Retainer | 1006 | 15.68
| 7702353 | Boiler Light 24V | 1007 | 64.61
| S101190 | Plug 8,5X0,75X11,0 | 1008 | 23.9
| 7699281 | Insulation part | 1009 | 19.43
Producto | Referencia | Descripcion | Posicion | PVP
Remeha Calenta ACE 35S EXP 2 | 7689714 | Heat Exchanger 40Kw | 2001 | 870.33
| S101181 | Condensate Collector 338Mm | 2002 | 77.25
| 7820437 | Energy-efficient pump (with plug) | 2003 | 314.54
| S100905 | Siphon Assembly | 2004 | 25.03
| 7665244 | Piping Set Flow And Return | 2005 | 89.08
| S101199 | Flue Gas Exhaust Pipe Ø 80 (40Kw) | 2006 | 119.15
| S100906 | Sealing Ring Siphon | 2007 | 13.42
| S59586 | Hairpin Spring 18 Mm (10 Pcs.) | 2008 | 22
| 7689676 | Vibration Silencer | 2009 | 20.28
| 7673034 | O-ring 18x2.8 MOS2 (10x) | 2010 | 10.1
| 7623837 | NTC 10K(2) and double NTC 10K (1) | 2011 | 23.16
| S100890 | Electrode Ignition/Ionisation | 2012 | 45.33
| S59118 | Glass Inspection Set | 2013 | 13.8
| S62105 | Gasket For Electrode (10 Pcs.) | 2014 | 14.67
| S48950 | Screw M4 X 10 (50 Pcs.) | 2015 | 14.83
| S101196 | Burnger gasket 40 kW | 2016 | 17.99
| 7669770 | Air Vent | 2017 | 21.15
| S58730 | O-Ring 17X4 (10 Pcs.) | 2018 | 13.16
| S100891 | Hose silicone 8x4x715 | 2019 | 15.83
| S101179 | Gasket Heatechanger-Condensate Collector | 2020 | 11.46
| S100892 | Gasket Flue Gas Discharge-Condensate Col | 2021 | 14.83
| S100855 | Sealing Ring Ø 80 (5 Pcs.) | 2022 | 34.1
| S100850 | Cap Measure Point Flue Gas Pipe | 2023 | 29.07
| S100901 | Fixing Strip Heat Exchanger | 2024 | 14.96
| S100838 | Transformer Ignition Incl. Electrode Ign | 2025 | 60.29
| 7665193 | Grommet | 2026 | 9.02
| S100465 | ADAPTER FLUE 80/125 | 2027 | 45.93
| S62232 | Screw Cap Flue Gas Measure Point (5 Pcs. | 2028 | 21.15
| S62233 | Plug For Air Inlet Measure Point (5 Pcs) | 2029 | 19.43
| S100197 | Airvent Pump | 2031 | 51.94
| S56155 | Gasket 23,8x17,7x2mm (20 Pcs.) | 2032 | 16.24
| S100814 | Clip 10,3 (5 Pcs.) | 2033 | 10.61
| S62586 | O-Ring Ø 9.19 X 2.62 (10 Pcs.) | 2034 | 18.71
| S100242 | Pump Plug | 2035 | 48.21
Producto | Referencia | Descripcion | Posicion | PVP
Remeha Calenta ACE 35S EXP 3 | S101507 | Gas Combination Block with Throttle | 3001 | 135.26
| 7665247 | Fan Assembly NRG118 - D21.4 - 35-40 kW | 3002 | 282.73
| S101524 | Burner 40 kW 284 mm | 3003 | 143.89
| S101198 | Seal Ro. 83Mm With Valve (40kW) | 3004 | 28.35
| S101185 | Cover Gas/Air Chamber 306X99 Mm. | 3005 | 179.57
| S100910 | Gassupply Pipe | 3006 | 67.05
| S101523 | Air Supply Damper 40kW | 3007 | 28.5
| S56155 | Gasket 23,8x17,7x2mm (20 Pcs.) | 3008 | 16.24
| S100806 | Sanitary connecting Piece | 3009 | 31.66
| S100951 | Screw 7985 M5X25 (10 Pcs.) | 3010 | 14.01
| S101010 | Nut G3/4" | 3011 | 15.27
Producto | Referencia | Descripcion | Posicion | PVP
Remeha Calenta ACE 35S EXP 4 | 7817316 | Main PCB CU-GH08 | 4001 | 206.19
| 7665228 | PCB CB-03 | 4002 | 58.85
| 7669597 | Control panel MK2 2.0 | 4003 | 144.74
| 7665229 | Control Box | 4004 | 186.33
| 7701771 | Fuse Glass 2.5 Amp (5 Pcs.) | 4005 | 16.24
| 7665230 | Switch On/Off | 4006 | 32.1
| 7665231 | Serviceconnector | 4007 | 36.11
| 7633327 | Configuration Storage Unit CSU-01 | 4008 | 23.03
| 7689678 | Pump cable (Energy-efficient Pump) | 4009 | 23.03
| S100845 | Cable power supply (L = 1500 Mm.) | 4009 | 39.14
| S100842 | Cable Three-Way-Valve | 4009 | 16.68
| 7665232 | Cable Sensors | 4009 | 31.38
| 7665233 | Cable (Valve / Fan) | 4009 | 34.1
| 7665234 | Cable set (Controlbox intern) | 4009 | 56.98
| 7731327 | Connector outdoor temp. sensor (white) |  | 5.94
| 7731328 | Connector boiler temp. sensor (blue) |  | 5.94
Producto | Referencia | Descripcion | Posicion | PVP
Remeha Calenta ACE 35S EXP 5 | 7700480 | Hydro Block Right S Flat | 5005 | 50.65
| 7700483 | Hydro Block Left S FLAT | 5006 | 102.88
| S100821 | Pressure Sensor | 5008 | 28.5
| S100829 | Safety Pressure Relief Valve With Pipe | 5011 | 67.93
| 7801577 | Safety valve 3 bar | 5011 | 21.59
| S100873 | Clip For Hose (5 Pcs.) | 5012 | 34.98
| S58731 | Hairpin Spring Pump 18Mm (10 Pcs.) | 5015 | 17.55
| S100814 | Clip 10,3 (5 Pcs.) | 5016 | 10.61
| S100835 | Hairpin clips 16 mm (2x 5 pieces) | 5017 | 21.87
| S100866 | Hose Of Safety Valve | 5019 | 50.5
| S101002 | Condensate Drain | 5020 | 30.35
| 7689702 | Screw DIN6921 M5X10 | 5021 | 6.48
| S62727 | Grommet 20 Mm. (15 Pcs) | 5022 | 26.03
| S100238 | Condensate Collector | 5050 | 25.75
| 7668126 | Maintenance set A |  | 41.15
| 7668127 | Maintenance set B |  | 58.85
| 7668129 | Maintenance set C (S/DS) |  | 64.02
Remeha Calenta ACE 28C EXP 1
Producto | Referencia | Descripcion | Posicion | PVP
Remeha Calenta ACE 28C EXP 1 | 7665188 | Casing Front Panel | 1001 | 120.43
| 7665189 | Magnets | 1001 | 18.43
| 7665190 | Cover Drop Down | 1002 | 44.9
| 7665191 | Wall Bracket Boiler | 1003 | 17.55
| 7665192 | Seal Cover Frame / HMI | 1005 | 31.38
| S101403 | Stud Quarter Retainer | 1006 | 15.68
| 7702353 | Boiler Light 24V | 1007 | 64.61
| S101190 | Plug 8,5X0,75X11,0 | 1008 | 23.9
| 7699281 | Insulation part | 1009 | 19.43
Producto | Referencia | Descripcion | Posicion | PVP
Remeha Calenta ACE 28C EXP 2 | 7689674 | Heat Exchanger 28Kw | 2001 | 682.31
| S100894 | Condensate Collector 253Mm | 2002 | 93.24
| 7820438 | Energy-efficient pump (without plug) | 2003 | 269.93
| S100905 | Siphon Assembly | 2004 | 25.03
| 7665244 | Piping Set Flow And Return | 2005 | 89.08
| S100854 | Flue Gas Exhaust Pipe Ø 80 (28Kw) | 2006 | 144.74
| S100906 | Sealing Ring Siphon | 2007 | 13.42
| S59586 | Hairpin Spring 18 Mm (10 Pcs.) | 2008 | 22
| 7689676 | Vibration Silencer | 2009 | 20.28
| 7673034 | O-ring 18x2.8 MOS2 (10x) | 2010 | 10.1
| 7623837 | NTC 10K(2) and double NTC 10K (1) | 2011 | 23.16
| S100890 | Electrode Ignition/Ionisation | 2012 | 45.33
| S59118 | Glass Inspection Set | 2013 | 13.8
| S62105 | Gasket For Electrode (10 Pcs.) | 2014 | 14.67
| S48950 | Screw M4 X 10 (50 Pcs.) | 2015 | 14.83
| S100880 | Gasket For Burner 206X82 | 2016 | 14.03
| 7669770 | Air Vent | 2017 | 21.15
| S58730 | O-Ring 17X4 (10 Pcs.) | 2018 | 13.16
| S100891 | Hose silicone 8x4x715 | 2019 | 15.83
| S100888 | Gasket Heatechanger-Condensate Collector | 2020 | 14.31
| S100892 | Gasket Flue Gas Discharge-Condensate Col | 2021 | 14.83
| S100855 | Sealing Ring Ø 80 (5 Pcs.) | 2022 | 34.1
| S100850 | Cap Measure Point Flue Gas Pipe | 2023 | 29.07
| S100901 | Fixing Strip Heat Exchanger | 2024 | 14.96
| S100838 | Transformer Ignition Incl. Electrode Ign | 2025 | 60.29
| 7665193 | Grommet | 2026 | 9.02
| S100465 | ADAPTER FLUE 80/125 | 2027 | 45.93
| S62232 | Screw Cap Flue Gas Measure Point (5 Pcs. | 2028 | 21.15
| S62233 | Plug For Air Inlet Measure Point (5 Pcs) | 2029 | 19.43
| S100197 | Airvent Pump | 2031 | 51.94
| S56155 | Gasket 23,8x17,7x2mm (20 Pcs.) | 2032 | 16.24
| S100925 | Expansion Vessel | 2036 | 206.47
| 7702930 | Pipe expansion vessel assy | 2037 | 22
| S44483 | Nut M 8 (10 Pcs.) | 2038 | 14.37
| S101007 | Star Washer 8,2 (4 Pcs) | 2039 | 17.4
| S100814 | Clip 10,3 (5 Pcs.) | 2040 | 10.61
| S62586 | O-Ring Ø 9.19 X 2.62 (10 Pcs.) | 2041 | 18.71
Producto | Referencia | Descripcion | Posicion | PVP
Remeha Calenta ACE 28C EXP 3 | S101507 | Gas Combination Block with Throttle | 3001 | 135.26
| 7665194 | Fan Assembly NRG118 - D19.6 - 25-28 kW | 3002 | 238.86
| S100879 | Burner 28 kW 198 mm | 3003 | 97.71
| S100881 | Seal Ro. 83Mm With Valve (28Kw) | 3004 | 20.87
| S100882 | Cover Gas/Air Chamber 220X84 Mm. | 3005 | 120.15
| S100910 | Gassupply Pipe | 3006 | 67.05
| S100911 | Air Supply Damper | 3007 | 25.03
| S56155 | Gasket 23,8x17,7x2mm (20 Pcs.) | 3008 | 16.24
| S100806 | Sanitary connecting Piece | 3009 | 31.66
| S100951 | Screw 7985 M5X25 (10 Pcs.) | 3010 | 14.01
| S101010 | Nut G3/4" | 3011 | 15.27
Producto | Referencia | Descripcion | Posicion | PVP
Remeha Calenta ACE 28C EXP 4 | 7817316 | Main PCB CU-GH08 | 4001 | 206.19
| 7665228 | PCB CB-03 | 4002 | 58.85
| 7669597 | Control panel MK2 2.0 | 4003 | 144.74
| 7665229 | Control Box | 4004 | 186.33
| 7701771 | Fuse Glass 2.5 Amp (5 Pcs.) | 4005 | 16.24
| 7665230 | Switch On/Off | 4006 | 32.1
| 7665231 | Serviceconnector | 4007 | 36.11
| 7633327 | Configuration Storage Unit CSU-01 | 4008 | 23.03
| 7689678 | Pump cable (Energy-efficient Pump) | 4009 | 23.03
| S100845 | Cable power supply (L = 1500 Mm.) | 4009 | 39.14
| S100842 | Cable Three-Way-Valve | 4009 | 16.68
| 7665232 | Cable Sensors | 4009 | 31.38
| 7665233 | Cable (Valve / Fan) | 4009 | 34.1
| 7665234 | Cable set (Controlbox intern) | 4009 | 56.98
| 7731327 | Connector outdoor temp. sensor (white) |  | 5.94
| 7731328 | Connector boiler temp. sensor (blue) |  | 5.94
Producto | Referencia | Descripcion | Posicion | PVP
Remeha Calenta ACE 28C EXP 5 | 7665235 | Plate Heatexchanger 28 kW | 5001 | 171.8
| 7689679 | Actuator Three Way Valve | 5002 | 76.28
| 7689680 | Three-Way Valve | 5003 | 78.85
| 7689681 | Housing Cartridge + Sensor Dhw-flow | 5004 | 88.2
| 7700078 | Hydro Block Right C Flat 9L | 5005 | 190.23
| 7689711 | Hydro Block Left Combi | 5006 | 136.83
| 7689700 | Sensor Dhw Flow | 5007 | 50.06
| S100821 | Pressure Sensor | 5008 | 28.5
| 7665238 | Sensor NTC | 5009 | 19.43
| S100805 | Filter System For Plate X Primary Flow | 5010 | 19.71
| S100829 | Safety Pressure Relief Valve With Pipe | 5011 | 67.93
| 7801577 | Safety valve 3 bar | 5011 | 21.59
| S100873 | Clip For Hose (5 Pcs.) | 5012 | 34.98
| S100810 | C-Ring 25,2X17Mm. (20 Pcs.) | 5013 | 21.15
| S59135 | Hairpin Spring 15,2Mm (10 Pcs.) | 5014 | 14.96
| S58731 | Hairpin Spring Pump 18Mm (10 Pcs.) | 5015 | 17.55
| S100814 | Clip 10,3 (5 Pcs.) | 5016 | 10.61
| S100835 | Hairpin clips 16 mm (2x 5 pieces) | 5017 | 21.87
| 7689701 | Screw CHC M5X30/22 8.8 ZN8 | 5018 | 8.28
| S100866 | Hose Of Safety Valve | 5019 | 50.5
| S101002 | Condensate Drain | 5020 | 30.35
| 7689702 | Screw DIN6921 M5X10 | 5021 | 6.48
| S62727 | Grommet 20 Mm. (15 Pcs) | 5022 | 26.03
| 7668122 | Maintenance set A |  | 34.26
| 7668123 | Maintenance set B |  | 51.66
| 7668124 | Maintenance set C (C) |  | 84.17
Remeha Calenta ACE 35C EXP 1
Producto | Referencia | Descripcion | Posicion | PVP
Remeha Calenta ACE 35C EXP 1 | 7665188 | Casing Front Panel | 1001 | 120.43
| 7665189 | Magnets | 1001 | 18.43
| 7665190 | Cover Drop Down | 1002 | 44.9
| 7665191 | Wall Bracket Boiler | 1003 | 17.55
| S101298 | Cap Blind Scu | 1004 | 22.74
| 7665192 | Seal Cover Frame / HMI | 1005 | 31.38
| S101403 | Stud Quarter Retainer | 1006 | 15.68
| 7702353 | Boiler Light 24V | 1007 | 64.61
| S101190 | Plug 8,5X0,75X11,0 | 1008 | 23.9
| 7699281 | Insulation part | 1009 | 19.43
Producto | Referencia | Descripcion | Posicion | PVP
Remeha Calenta ACE 35C EXP 2 | 7689674 | Heat Exchanger 28Kw | 2001 | 682.31
| S100894 | Condensate Collector 253Mm | 2002 | 93.24
| 7820437 | Energy-efficient pump (with plug) | 2003 | 314.54
| S100905 | Siphon Assembly | 2004 | 25.03
| 7665244 | Piping Set Flow And Return | 2005 | 89.08
| S101199 | Flue Gas Exhaust Pipe Ø 80 (40Kw) | 2006 | 119.15
| S100906 | Sealing Ring Siphon | 2007 | 13.42
| S59586 | Hairpin Spring 18 Mm (10 Pcs.) | 2008 | 22
| 7689676 | Vibration Silencer | 2009 | 20.28
| 7673034 | O-ring 18x2.8 MOS2 (10x) | 2010 | 10.1
| 7623837 | NTC 10K(2) and double NTC 10K (1) | 2011 | 23.16
| S100890 | Electrode Ignition/Ionisation | 2012 | 45.33
| S59118 | Glass Inspection Set | 2013 | 13.8
| S62105 | Gasket For Electrode (10 Pcs.) | 2014 | 14.67
| S48950 | Screw M4 X 10 (50 Pcs.) | 2015 | 14.83
| S100880 | Gasket For Burner 206X82 | 2016 | 14.03
| 7669770 | Air Vent | 2017 | 21.15
| S58730 | O-Ring 17X4 (10 Pcs.) | 2018 | 13.16
| S100891 | Hose silicone 8x4x715 | 2019 | 15.83
| S100888 | Gasket Heatechanger-Condensate Collector | 2020 | 14.31
| S100892 | Gasket Flue Gas Discharge-Condensate Col | 2021 | 14.83
| S100855 | Sealing Ring Ø 80 (5 Pcs.) | 2022 | 34.1
| S100850 | Cap Measure Point Flue Gas Pipe | 2023 | 29.07
| S100901 | Fixing Strip Heat Exchanger | 2024 | 14.96
| S100838 | Transformer Ignition Incl. Electrode Ign | 2025 | 60.29
| 7665193 | Grommet | 2026 | 9.02
| S100465 | ADAPTER FLUE 80/125 | 2027 | 45.93
| S62232 | Screw Cap Flue Gas Measure Point (5 Pcs. | 2028 | 21.15
| S62233 | Plug For Air Inlet Measure Point (5 Pcs) | 2029 | 19.43
| S100197 | Airvent Pump | 2031 | 51.94
| S56155 | Gasket 23,8x17,7x2mm (20 Pcs.) | 2032 | 16.24
| S100814 | Clip 10,3 (5 Pcs.) | 2033 | 10.61
| S62586 | O-Ring Ø 9.19 X 2.62 (10 Pcs.) | 2034 | 18.71
| S100242 | Pump Plug | 2035 | 48.21
Producto | Referencia | Descripcion | Posicion | PVP
Remeha Calenta ACE 35C EXP 3 | S101507 | Gas Combination Block with Throttle | 3001 | 135.26
| 7665247 | Fan Assembly NRG118 - D21.4 - 35-40 kW | 3002 | 282.73
| S101524 | Burner 40 kW 284 mm | 3003 | 143.89
| S101198 | Seal Ro. 83Mm With Valve (40kW) | 3004 | 28.35
| S101185 | Cover Gas/Air Chamber 306X99 Mm. | 3005 | 179.57
| S100910 | Gassupply Pipe | 3006 | 67.05
| S101523 | Air Supply Damper 40kW | 3007 | 28.5
| S56155 | Gasket 23,8x17,7x2mm (20 Pcs.) | 3008 | 16.24
| S100806 | Sanitary connecting Piece | 3009 | 31.66
| S100951 | Screw 7985 M5X25 (10 Pcs.) | 3010 | 14.01
| S101010 | Nut G3/4" | 3011 | 15.27
Producto | Referencia | Descripcion | Posicion | PVP
Remeha Calenta ACE 35C EXP 4 | 7817316 | Main PCB CU-GH08 | 4001 | 206.19
| 7665228 | PCB CB-03 | 4002 | 58.85
| 7669597 | Control panel MK2 2.0 | 4003 | 144.74
| 7665229 | Control Box | 4004 | 186.33
| 7701771 | Fuse Glass 2.5 Amp (5 Pcs.) | 4005 | 16.24
| 7665230 | Switch On/Off | 4006 | 32.1
| 7665231 | Serviceconnector | 4007 | 36.11
| 7633327 | Configuration Storage Unit CSU-01 | 4008 | 23.03
| 7689678 | Pump cable (Energy-efficient Pump) | 4009 | 23.03
| S100845 | Cable power supply (L = 1500 Mm.) | 4009 | 39.14
| S100842 | Cable Three-Way-Valve | 4009 | 16.68
| 7665232 | Cable Sensors | 4009 | 31.38
| 7665233 | Cable (Valve / Fan) | 4009 | 34.1
| 7665234 | Cable set (Controlbox intern) | 4009 | 56.98
| 7731327 | Connector outdoor temp. sensor (white) |  | 5.94
| 7731328 | Connector boiler temp. sensor (blue) |  | 5.94
Producto | Referencia | Descripcion | Posicion | PVP
Remeha Calenta ACE 35C EXP 5 | 7665250 | Plate Heatexchanger 40 kW | 5001 | 176.82
| 7689679 | Actuator Three Way Valve | 5002 | 76.28
| 7689680 | Three-Way Valve | 5003 | 78.85
| 7689681 | Housing Cartridge + Sensor Dhw-flow | 5004 | 88.2
| 7700079 | Hydro Block Right | 5005 | 191.08
| 7689711 | Hydro Block Left Combi | 5006 | 136.83
| 7689700 | Sensor Dhw Flow | 5007 | 50.06
| S100821 | Pressure Sensor | 5008 | 28.5
| 7665238 | Sensor NTC | 5009 | 19.43
| S100805 | Filter System For Plate X Primary Flow | 5010 | 19.71
| S100829 | Safety Pressure Relief Valve With Pipe | 5011 | 67.93
| 7801577 | Safety valve 3 bar | 5011 | 21.59
| S100873 | Clip For Hose (5 Pcs.) | 5012 | 34.98
| S100810 | C-Ring 25,2X17Mm. (20 Pcs.) | 5013 | 21.15
| S59135 | Hairpin Spring 15,2Mm (10 Pcs.) | 5014 | 14.96
| S58731 | Hairpin Spring Pump 18Mm (10 Pcs.) | 5015 | 17.55
| S100814 | Clip 10,3 (5 Pcs.) | 5016 | 10.61
| S100835 | Hairpin clips 16 mm (2x 5 pieces) | 5017 | 21.87
| 7689701 | Screw CHC M5X30/22 8.8 ZN8 | 5018 | 8.28
| S100866 | Hose Of Safety Valve | 5019 | 50.5
| S101002 | Condensate Drain | 5020 | 30.35
| 7689702 | Screw DIN6921 M5X10 | 5021 | 6.48
| S62727 | Grommet 20 Mm. (15 Pcs) | 5022 | 26.03
| 7668126 | Maintenance set A |  | 41.15
| 7668127 | Maintenance set B |  | 58.85
| 7668128 | Maintenance set C (C) |  | 91.24

## Quinta
Quinta 30 Eco - Solo
Producto | Referencia | Descripcion | Posicion | PVP
Quinta 30 Eco - Solo | S103212 | Fan Assembly Ebm G1G 126 Ac 13-20 | 1 | 351.06
| S45182 | Gasket For Flue Fan (10 Pcs.) | 2 | 19.12
| S48950 | Screw M4 X 10 (50 Pcs.) | 3 | 14.83
| S59215 | Gasket For Venturi (5 Pcs.) | 4 | 19.12
| S54777 | Gasket For Venturi 45-90kW (5 pcs) | 5 | 19.43
| S50541 | Gasket (For Burner) (5 Pcs.) | 6 | 15.83
| S54362 | Gasket For Coverplate Heatexchanger | 7 | 63.61
| S54755 | Nut Flange M6 (20 Pcs.) | 8 | 13.54
| S56505 | Valve Multi Block Vk8115V1234 | 9 | 257.26
| S56157 | Gasket Ø 18.3 X 12.7 X2 Mm. (10 Pcs.) | 10 | 12.8
| S49510 | Torx-Key | 12 | 30.79
| S62728 | Vent Auto Air Bleed Device | 13 | 26.78
| S47170 | Hose Silicone Ø 4Mm I/D-8Mm (1 Meter) | 14 | 17.4
| S58938 | Pressure Gauge With Grommet | 15 | 33.51
| S46850 | Valve Non Return 1/4" | 16 | 36.98
| S54339 | Electrode Ignition/Ionisation Mx (Incl. | 17 | 34.82
| S55409 | Grommet (For Electrode Cap) (5 Pcs.) | 18 | 13.65
| S53489 | Gasket for electrode (10 Pcs.) | 19 | 15.83
| S21473 | Washer Spring Ring A4,3 (10 Pcs.) | 20 | 12.44
| S55805 | Cable Ignition C/W Cap | 21 | 61.29
| S45004 | Glass Inspection 32x32x3mm + gasket | 22 | 31.95
| S35458 | Gasket For Inspection Glass (5 Pcs.) | 23 | 13.26
| S54822 | Mounting Frame (For Inspection Glass) | 24 | 11.62
| S56416 | Gasket 1-Joglle Ø 70 (5 Pcs.) | 25 | 21.87
| S100855 | Sealing Ring Ø 80 (5 Pcs.) | 26 | 34.1
| S44698 | Sensor Temperature (Flow And Return) El | 27 | 29.35
| S49297 | Sensor Flue Gas Temperature Ntc 12Kohm 3 | 28 | 55.69
| S62288 | Tulle For Flue Gas Pipe | 29 | 10.31
| S55668 | Sealant Cap 12X10X4 (10 Pcs.) | 31 | 15.83
| S49777 | Actuator Three-Way-Valve (Dhw) Vc4012Zz0 | 32 | 166.9
| S49776 | Three-Way-Valve (Dhw) Vczmf6000E | 33 | 143.89
| S59402 | Controller Mcba5461 | 35 | 718.11
| S43562 | Fuse Glass 3,15 Amp Slow (10 Pcs.) | 36 | 103.03
| S43563 | Fuse Glass 2 Amp Fast (10 Pcs.) | 37 | 30.79
| S54802 | Display Print Board | 38 | 143.61
| S63316 | AM3 BOARD | 39 | 185.81
| S55473 | INTERFACE TEM4 | 40 | 333.59
| S51103 | Sealing Ring 44X32X4 (5 Pcs.) | 41 | 14.67
| S54811 | Magnet Ø 8Mm For Cover (10 Pcs.) | 42 | 27.63
| S56205 | Inspection Hatch Heat Exchanger | 43 | 240.58
| S56501 | Venturi Quinta 28 And 30 | 44 | 185.32
| S100468 | Screw M5X12 (10 Pcs.) | 45 | 11.9
| S56504 | Air Supply Damper | 47 | 29.66
| S59258 | Gas Supply Pipe | 48 | 50.37
| S57440 | Gas Flow Pipe Gasblock Outlet | 49 | 34.67
| S57888 | Burner | 50 | 120.28
| S100479 | Air Separator With Flow Pipe | 51 | 162.3
| 56262 | Flow Pipe Three Way Valve Calorifier | 52 | 23.31
| S58398 | Safety Pressure Relief Valve ½" | 55 | 31.23
| S100473 | Hose Pp 25/21 Rib L=1350 Mm. | 56 | 13.36
| S56208 | Gas Flow Pipe Gasblock Inlet | 57 | 34.26
| S56168 | Casing Side Left Or Right | 58 | 64.02
| S54783 | Casing Front | 59 | 182.16
| S43266 | Sealing 12 X 4 mm Rubber 1 Meter | 59 | 14.83
| S100213 | Cover Grey Drop Down Door | 60 | 71.5
| S56167 | Box Instrument Panel | 62 | 68.62
| S56318 | Floor Plate Instrument Panel | 63 | 42.15
| S58386 | Adapter Support | 64 | 35.41
| S54812 | Documentation Holder A5 | 65 | 22.31
| S49196 | Cable Clamp | 67 | 24.88
| S54800 | Door R/H | 68 | 23.03
| S56940 | Door R/H Cover | 69 | 26.47
| 59443 | Cover For Weather Compensator | 70 | 2.47
| 54797 | Frontplate L/H Panel Door | 71 | 15.99
| S56087 | BOX TEM MES OPEN VERS. | 72 | 88.15
| S54809 | Cable Clip | 74 | 17.84
| S54794 | Retaining Clip Mcba Board (10 Pcs.) | 75 | 35.41
| S100477 | Return Pipe Central Heating-Return | 76 | 49.63
| S54798 | Hinge Pin (2 Pcs.) | 78 | 17.12
| S53480 | Supply Tube For Siphon | 79 | 18.14
| S54761 | Siphon Assembly Complete | 80 | 34.26
| S49424 | PIPE INSERT L=0130 | 81 | 114.11
| S59445 | Inlet Plate | 84 | 59.86
| 59105 | Bracket For Heat Exchanger Quinta 28/35 | 85 | 15.99
| S47174 | Distance Holder (10 Pcs.) | 87 | 17.71
| S56209 | Flue Gas Pipe R80/70 | 88 | 82.73
| S57485 | Wall Bracket Boiler | 89 | 31.51
| 54748 | Connection Piece Chimney Round 125 | 90 | 45.18
| S54751 | AANSL.PL.RGA.RO125 CONC W40H10 | 91 | 55.51
| S54750 | Flue Connection Excentric 80/80 Mm. | 92 | 30.63
| S55562 | Pump Grundf. ALPHA1 B | 93 | 423.46
| S56419 | Heat Exchanger 28Kw, 30Kw And 35 Kw | 94 | 1883.27
| S54813 | Sight Cover For Display | 96 | 19.43
| 49294 | Expansion Vessel 16 Liters | 97 | 286.61
| 45165 | Euro Connector Black | 98 | 15.83
| S42460 | Connector Euro Male 030.0749-S Black | 99 | 21.59
| S57163 | Screw Cap Measure Point Flue Gas Pipe (2 | 103 | 13.8
| S56245 | Extension Piece Air Supply | 104 | 22.15
| S56963 | Cover Plate For Condensation Connection | 105 | 14.52
| S52484 | CLEANING KNIFE L=360MM |  | 16.11
| S57040 | Set Plugs 5 Pieces For Heat Exchanger |  | 31.66
| S58661 | Stud Bolt M6X16 (4 Pcs) + loctite |  | 62.86
| S59959 | Condensate Cap |  | 34.82
| S54805 | Connector For Flat Cable |  | 15.55
| S54806 | Flatcable L=810Mm |  | 34.82
Quinta 28 / 35 Combi
Producto | Referencia | Descripcion | Posicion | PVP
Quinta 28 / 35 Combi | S103212 | Fan Assembly Ebm G1G 126 Ac 13-20 | 1 | 351.06
| S45182 | Gasket For Flue Fan (10 Pcs.) | 2 | 19.12
| S59215 | Gasket For Venturi (5 Pcs.) | 4 | 19.12
| S54777 | Gasket For Venturi 45-90kW (5 pcs) | 5 | 19.43
| S50541 | Gasket (For Burner) (5 Pcs.) | 6 | 15.83
| S54362 | Gasket For Coverplate Heatexchanger | 7 | 63.61
| S54755 | Nut Flange M6 (20 Pcs.) | 8 | 13.54
| S56505 | Valve Multi Block Vk8115V1234 | 9 | 257.26
| S56157 | Gasket Ø 18.3 X 12.7 X2 Mm. (10 Pcs.) | 10 | 12.8
| S56155 | Gasket 23,8x17,7x2mm (20 Pcs.) | 11 | 16.24
| S49510 | Torx-Key | 12 | 30.79
| S62728 | Vent Auto Air Bleed Device | 13 | 26.78
| S47170 | Hose Silicone Ø 4Mm I/D-8Mm (1 Meter) | 14 | 17.4
| S58938 | Pressure Gauge With Grommet | 15 | 33.51
| S46850 | Valve Non Return 1/4" | 16 | 36.98
| S54339 | Electrode Ignition/Ionisation Mx (Incl. | 17 | 34.82
| S55409 | Grommet (For Electrode Cap) (5 Pcs.) | 18 | 13.65
| S53489 | Gasket for electrode (10 Pcs.) | 19 | 15.83
| S55805 | Cable Ignition C/W Cap | 21 | 61.29
| S45004 | Glass Inspection 32x32x3mm + gasket | 22 | 31.95
| S54822 | Mounting Frame (For Inspection Glass) | 24 | 11.62
| S56416 | Gasket 1-Joglle Ø 70 (5 Pcs.) | 25 | 21.87
| S100855 | Sealing Ring Ø 80 (5 Pcs.) | 26 | 34.1
| S44698 | Sensor Temperature (Flow And Return) El | 27 | 29.35
| S62288 | Tulle For Flue Gas Pipe | 29 | 10.31
| S55668 | Sealant Cap 12X10X4 (10 Pcs.) | 31 | 15.83
| S49776 | Three-Way-Valve (Dhw) Vczmf6000E | 33 | 143.89
| S59216 | Interior 3-way valve complete | 33 | 120.58
| S46823 | FLOWSWITCH 1,5 LTR/MIN | 34 | 90.21
| S59402 | Controller Mcba5461 | 35 | 718.11
| S43562 | Fuse Glass 3,15 Amp Slow (10 Pcs.) | 36 | 103.03
| S43563 | Fuse Glass 2 Amp Fast (10 Pcs.) | 37 | 30.79
| S54802 | Display Print Board | 38 | 143.61
| S51103 | Sealing Ring 44X32X4 (5 Pcs.) | 41 | 14.67
| S54811 | Magnet Ø 8Mm For Cover (10 Pcs.) | 42 | 27.63
| S56205 | Inspection Hatch Heat Exchanger | 43 | 240.58
| S56501 | Venturi Quinta 28 And 30 | 44 | 185.32
| S58163 | Venturi Quinta 35 | 44 | 186.76
| S56504 | Air Supply Damper | 47 | 29.66
| S59258 | Gas Supply Pipe | 48 | 50.37
| S57440 | Gas Flow Pipe Gasblock Outlet | 49 | 34.67
| S57888 | Burner | 50 | 120.28
| S56208 | Gas Flow Pipe Gasblock Inlet | 57 | 34.26
| S56168 | Casing Side Left Or Right | 58 | 64.02
| S54783 | Casing Front | 59 | 182.16
| S43266 | Sealing 12 X 4 mm Rubber 1 Meter | 59 | 14.83
| S100213 | Cover Grey Drop Down Door | 60 | 71.5
| S56167 | Box Instrument Panel | 62 | 68.62
| S56318 | Floor Plate Instrument Panel | 63 | 42.15
| S58386 | Adapter Support | 64 | 35.41
| S54812 | Documentation Holder A5 | 65 | 22.31
| S54800 | Door R/H | 68 | 23.03
| S56940 | Door R/H Cover | 69 | 26.47
| S54809 | Cable Clip | 74 | 17.84
| S54794 | Retaining Clip Mcba Board (10 Pcs.) | 75 | 35.41
| S54798 | Hinge Pin (2 Pcs.) | 78 | 17.12
| S53480 | Supply Tube For Siphon | 79 | 18.14
| S54761 | Siphon Assembly Complete | 80 | 34.26
| S59744 | Sealing Siphon (5 Pcs.) | 80 | 8.4
| S59445 | Inlet Plate | 84 | 59.86
| 59105 | Bracket For Heat Exchanger Quinta 28/35 | 85 | 15.99
| S47174 | Distance Holder (10 Pcs.) | 87 | 17.71
| S56209 | Flue Gas Pipe R80/70 | 88 | 82.73
| S57485 | Wall Bracket Boiler | 89 | 31.51
| S54750 | Flue Connection Excentric 80/80 Mm. | 92 | 30.63
| S56419 | Heat Exchanger 28Kw, 30Kw And 35 Kw | 94 | 1883.27
| S58661 | Stud Bolt M6X16 (4 Pcs) + loctite | 94 | 62.86
| S54813 | Sight Cover For Display | 96 | 19.43
| 7788325 | Pump UPMO 25-60 130 (A-label) | 101 | 406.03
| 7849794 | Power Cable Pump UPMO 25-60 130 | 101 | 17.99
| S56087 | BOX TEM MES OPEN VERS. | 102 | 88.15
| S57163 | Screw Cap Measure Point Flue Gas Pipe (2 | 103 | 13.8
| S56245 | Extension Piece Air Supply | 104 | 22.15
| S56963 | Cover Plate For Condensation Connection | 105 | 14.52
| S57052 | Flow Pipe | 109 | 47.34
| S113643 | Actuator Three-Way-Valve Vc8040Zz37E 24V | 110 | 142.15
| S53329 | Return Pipe Burner/Heat Exchanger | 111 | 37.86
| S57880 | Pipe 3-Way Valve/Plate-Type Heat | 112 | 38.27
| S57883 | Pipe Central Heating Plate-Type Heat | 114 | 35.83
| S46812 | Buffer Vessel 8 Ltrs. | 115 | 250.09
| S57051 | Pipe Ch-Return Air Collector | 116 | 127.63
| S57057 | Pipe Sanitair In/Flowswitch | 117 | 124.9
| S59174 | Flowswitch 9 Liter | 118 | 42.02
| S57502 | Flow Dhw Limit Device 10 Ltr/Min. | 118 | 24.88
| S59441 | Flow Limit Device 12 Liter (3 Pieces) | 118 | 38.7
| S46981 | D.H.W. Pipe 3-Way Valve/Plate-Type | 120 | 25.75
| S57887 | Tapwater Plate Heatexchanger E8T-16/18 | 121 | 331.5
| S59157 | D.H.W.Pipe Out | 122 | 83.88
| 57055 | Bracket For Vessel | 123 | 24.75
| S59960 | Insulation For Vessel | 124 | 42.58
| S47642 | Clambs For Insulation Parts (2 Pcs.) | 125 | 16.11
| S54278 | Grommet 46Mm O/D X 22Mm I/D (5 Pcs.) | 126 | 23.03
| 54748 | Connection Piece Chimney Round 125 | 128 | 45.18
| S57049 | Clamp For Pipes Quinta 25-35 | 130 | 45.62
| S51981 | Pipe Clamp | 130 | 44.02
| 57049 | Clamp For Pipes Quinta 25-35 | 130 | 13.6
| S57892 | Cable - Fan To Wiring Harness |  | 16.42
| S52484 | CLEANING KNIFE L=360MM |  | 16.11
| S100492 | Maintenance Kit (Different Gaskets And E |  | 139.14
| S51170 | Cap Nut 1/2" |  | 29.07
| S35458 | Gasket For Inspection Glass (5 Pcs.) |  | 13.26
| S59959 | Condensate Cap |  | 34.82
| S62729 | Valve Non Return (5 Pcs.) |  | 27.19
| S63316 | AM3 BOARD |  | 185.81
| S54805 | Connector For Flat Cable |  | 15.55
| S54806 | Flatcable L=810Mm |  | 34.82
| S58576 | Cable Set Quinta 25-35 |  | 108.2
Quinta 45/65
Producto | Referencia | Descripcion | Posicion | PVP
Quinta 45/65 | S55504 | Side Panel | 1 | 66.77
| S43266 | Sealing 12 X 4 mm Rubber 1 Meter | 1 | 14.83
| 7631937 | Flue Gas Pipe Ø 80 Mm. | 3 | 52.94
| 7631936 | Flue Gas Pipe Ø 100 Mm. | 3 | 62.17
| 58926 | Fixation Heat Exchanger | 4 | 7.84
| S54751 | AANSL.PL.RGA.RO125 CONC W40H10 | 5 | 55.51
| 55576 | Frame + Top Plate Assembly | 7 | 200.87
| S62288 | Tulle For Flue Gas Pipe | 9 | 10.31
| S46850 | Valve Non Return 1/4" | 10 | 36.98
| S62728 | Vent Auto Air Bleed Device | 10 | 26.78
| S57485 | Wall Bracket Boiler | 11 | 31.51
| S54278 | Grommet 46Mm O/D X 22Mm I/D (5 Pcs.) | 12 | 23.03
| S44698 | Sensor Temperature (Flow And Return) El | 13 | 29.35
| S47174 | Distance Holder (10 Pcs.) | 15 | 17.71
| S48950 | Screw M4 X 10 (50 Pcs.) | 16 | 14.83
| S55924 | Cable Ignition C/W Cap | 17 | 59.86
| S54339 | Electrode Ignition/Ionisation Mx (Incl. | 18 | 34.82
| S53489 | Gasket for electrode (10 Pcs.) | 19 | 15.83
| S54822 | Mounting Frame (For Inspection Glass) | 20 | 11.62
| S100284 | Set Plugs 14 Pieces For Heat Exchanger | 21 | 373.52
| S101560 | Heat Exchanger 45kW | 21 | 2425.15
| S101551 | Heat Exchanger 65kW | 21 | 2797.65
| S45004 | Glass Inspection 32x32x3mm + gasket | 22 | 31.95
| S35458 | Gasket For Inspection Glass (5 Pcs.) | 23 | 13.26
| S53477 | Heat Exchanger Front Plate | 24 | 298.99
| S54755 | Nut Flange M6 (20 Pcs.) | 25 | 13.54
| S54731 | Insulation Front Plate Heat Exchanger | 26 | 80.44
| S54753 | Burner 45kW | 27 | 327.19
| S54754 | Burner 65kW | 27 | 444.46
| S101643 | Sealing Ring Ø 100 (5 Pcs.) | 28 | 50.78
| S56987 | Bolt M6 (10 Pcs.) | 29 | 9.89
| 54745 | Pipe Fastener Right/Front | 32 | 3.24
| S54798 | Hinge Pin (2 Pcs.) | 33 | 17.12
| S101725 | Fan 45kW | 34 | 509.79
| S101726 | Fan 65-90kW | 34 | 545.74
| S56151 | Gasket (Fan To Venturi) | 35 | 11.87
| S57241 | Gasket Front Plate | 36 | 23.16
| S54777 | Gasket For Venturi 45-90kW (5 pcs) | 37 | 19.43
| S54765 | Venturi 45kW | 38 | 64.02
| S54766 | Venturi 65kW | 38 | 64.02
| S48512 | Screw M5X10 (10 Pcs.) | 39 | 11.41
| S59215 | Gasket For Venturi (5 Pcs.) | 40 | 19.12
| S54771 | O-Ring 15,1X2,7 (5 Pcs.) | 41 | 11.28
| S49424 | PIPE INSERT L=0130 | 42 | 114.11
| 7791796 | Pump A-label | 42 | 398.56
| S54757 | Sealant Return Central Heating | 43 | 29.66
| S54760 | Sealant Condensate Connection | 44 | 29.35
| S51103 | Sealing Ring 44X32X4 (5 Pcs.) | 46 | 14.67
| S54767 | Gasbloc Vk8115V1168 | 48 | 293.67
| S54809 | Cable Clip | 51 | 17.84
| S54802 | Display Print Board | 52 | 143.61
| S54794 | Retaining Clip Mcba Board (10 Pcs.) | 53 | 35.41
| S59402 | Controller Mcba5461 | 54 | 718.11
| S43563 | Fuse Glass 2 Amp Fast (10 Pcs.) | 54 | 30.79
| S14510 | Fuse 4 Amp Slow Acting (10 Pcs.) | 54 | 40.01
| S6778 | Fuse Glass 6,30 Amp Slow (10 Pcs.) | 54 | 34.39
| S54783 | Casing Front | 56 | 182.16
| S57238 | Air Inlet Damper | 58 | 29.35
| S100855 | Sealing Ring Ø 80 (5 Pcs.) | 58 | 34.1
| S30678 | Screw Metal 4.2X25 (20 Pcs.) | 61 | 21.43
| S54770 | Gassupply Pipe | 62 | 56.54
| S56087 | BOX TEM MES OPEN VERS. | 63 | 88.15
| S56106 | Door Tem | 63 | 38.11
| S58938 | Pressure Gauge With Grommet | 64 | 33.51
| S54813 | Sight Cover For Display | 65 | 19.43
| S63316 | AM3 BOARD | 66 | 185.81
| S54800 | Door R/H | 68 | 23.03
| S56940 | Door R/H Cover | 69 | 26.47
| S54811 | Magnet Ø 8Mm For Cover (10 Pcs.) | 70 | 27.63
| S100213 | Cover Grey Drop Down Door | 71 | 71.5
| S54793 | Bottom Plate For Strain Relief | 72 | 59.57
| S54756 | Flow Pipe Central Heating | 73 | 199
| S49196 | Cable Clamp | 74 | 24.88
| S54812 | Documentation Holder A5 | 76 | 22.31
| S62729 | Valve Non Return (5 Pcs.) | 77 | 27.19
| S54769 | Syphon Reservoir Cup Only | 78 | 25.62
| S54761 | Siphon Assembly Complete | 78 | 34.26
| S59744 | Sealing Siphon (5 Pcs.) | 78 | 8.4
| S55571 | Bottom Plate Instrument Panel Front | 79 | 43.02
| S57351 | Screws For Burner (3 Pcs.) | 82 | 6.17
| S52484 | CLEANING KNIFE L=360MM |  | 16.11
| S100493 | Maintenance Kit (Different Gaskets And E |  | 148.78
| S58661 | Stud Bolt M6X16 (4 Pcs) + loctite |  | 62.86
| S59959 | Condensate Cap |  | 34.82
| S57163 | Screw Cap Measure Point Flue Gas Pipe (2 |  | 13.8
| 54748 | Connection Piece Chimney Round 125 |  | 45.18
| S54781 | Connection Piece Chimney Ø 150 Mm. Conce |  | 52.81
| S54782 | Mounting Piece For Ignition Cable |  | 16.55
| S58386 | Adapter Support |  | 35.41
| 45165 | Euro Connector Black |  | 15.83
| S48156 | Cable + Euroconnector (Cable=2500Mm) |  | 23.75
| S54805 | Connector For Flat Cable |  | 15.55
| S54806 | Flatcable L=810Mm |  | 34.82
| S59001 | Cable Set 45 -85 Kw |  | 140.73
Quinta 85
Producto | Referencia | Descripcion | Posicion | PVP
Quinta 85 | S56168 | Casing Side Left Or Right | 1 | 64.02
| 7631936 | Flue Gas Pipe Ø 100 Mm. | 3 | 62.17
| S57163 | Screw Cap Measure Point Flue Gas Pipe (2 | 4 | 13.8
| S54764 | AANSL.PL.RGA.RO150 CONC W40H14 | 5 | 54.48
| S54780 | Connection Piece Chimney | 6 | 67.77
| 57592 | Frame C/W Top Plate Quinta 85 | 7 | 348.18
| S49297 | Sensor Flue Gas Temperature Ntc 12Kohm 3 | 8 | 55.69
| S62288 | Tulle For Flue Gas Pipe | 9 | 10.31
| S46850 | Valve Non Return 1/4" | 10 | 36.98
| S62728 | Vent Auto Air Bleed Device | 10 | 26.78
| S57485 | Wall Bracket Boiler | 11 | 31.51
| S54278 | Grommet 46Mm O/D X 22Mm I/D (5 Pcs.) | 12 | 23.03
| S44698 | Sensor Temperature (Flow And Return) El | 13 | 29.35
| S57010 | Spacer (10 Pcs.) | 15 | 21.02
| S48950 | Screw M4 X 10 (50 Pcs.) | 16 | 14.83
| S55924 | Cable Ignition C/W Cap | 17 | 59.86
| S54339 | Electrode Ignition/Ionisation Mx (Incl. | 18 | 34.82
| S53489 | Gasket for electrode (10 Pcs.) | 19 | 15.83
| S54822 | Mounting Frame (For Inspection Glass) | 20 | 11.62
| S101550 | Heat Exchanger 85 90 115 kW | 21 | 3490.88
| S45004 | Glass Inspection 32x32x3mm + gasket | 22 | 31.95
| S35458 | Gasket For Inspection Glass (5 Pcs.) | 23 | 13.26
| S53477 | Heat Exchanger Front Plate | 24 | 298.99
| S54755 | Nut Flange M6 (20 Pcs.) | 25 | 13.54
| S54731 | Insulation Front Plate Heat Exchanger | 26 | 80.44
| S57477 | Burner 90-115kW | 27 | 566.04
| S101643 | Sealing Ring Ø 100 (5 Pcs.) | 28 | 50.78
| S56987 | Bolt M6 (10 Pcs.) | 29 | 9.89
| S54798 | Hinge Pin (2 Pcs.) | 33 | 17.12
| S101726 | Fan 65-90kW | 34 | 545.74
| S56151 | Gasket (Fan To Venturi) | 35 | 11.87
| S57241 | Gasket Front Plate | 36 | 23.16
| S54777 | Gasket For Venturi 45-90kW (5 pcs) | 37 | 19.43
| S57488 | Venturi 90kW | 38 | 75.97
| S48512 | Screw M5X10 (10 Pcs.) | 39 | 11.41
| S59215 | Gasket For Venturi (5 Pcs.) | 40 | 19.12
| S57828 | O-Ring gas pipe Ø 26.8 X 22 X 2.5 (5 Pcs | 41 | 9.95
| S57468 | Return Pipe | 42 | 167.05
| S57827 | Flange For Gas Combi-Block | 43 | 25.03
| S57470 | Sealing Plate (Siphon Black Foam) (5 Pcs | 44 | 25.31
| S57475 | Support Bracket Air Inlet 85 Kw | 46 | 43.87
| S21473 | Washer Spring Ring A4,3 (10 Pcs.) | 47 | 12.44
| S57479 | Gas Combi-Bloc 85 kW Q85 | 48 | 252.09
| S57487 | Box Instrument Panel | 49 | 66.77
| S58386 | Adapter Support | 50 | 35.41
| S62187 | Grommet Ø21 Blind (6 Pcs.) | 51 | 19.99
| S54802 | Display Print Board | 52 | 143.61
| S54794 | Retaining Clip Mcba Board (10 Pcs.) | 53 | 35.41
| S59402 | Controller Mcba5461 | 54 | 718.11
| S14510 | Fuse 4 Amp Slow Acting (10 Pcs.) | 54 | 40.01
| S43563 | Fuse Glass 2 Amp Fast (10 Pcs.) | 54 | 30.79
| S6778 | Fuse Glass 6,30 Amp Slow (10 Pcs.) | 54 | 34.39
| S54783 | Casing Front | 56 | 182.16
| S43266 | Sealing 12 X 4 mm Rubber 1 Meter | 56 | 14.83
| S57460 | Air Inlet Tube C/W Damper | 58 | 53.66
| 59443 | Cover For Weather Compensator | 59 | 2.47
| 54797 | Frontplate L/H Panel Door | 60 | 15.99
| S30678 | Screw Metal 4.2X25 (20 Pcs.) | 61 | 21.43
| S57466 | Gas Supply Pipe 3/4" | 62 | 87.33
| S56087 | BOX TEM MES OPEN VERS. | 63 | 88.15
| S56106 | Door Tem | 63 | 38.11
| S58938 | Pressure Gauge With Grommet | 64 | 33.51
| S54813 | Sight Cover For Display | 65 | 19.43
| S63316 | AM3 BOARD | 66 | 185.81
| S55443 | PRINT AM4 0-10V | 67 | 313.8
| S54800 | Door R/H | 68 | 23.03
| S56940 | Door R/H Cover | 69 | 26.47
| S54811 | Magnet Ø 8Mm For Cover (10 Pcs.) | 70 | 27.63
| S100213 | Cover Grey Drop Down Door | 71 | 71.5
| S58565 | Bottom Plate Instrument Panel Rear | 72 | 53.82
| S57467 | Flow Pipe Assembly | 73 | 248.93
| S49196 | Cable Clamp | 74 | 24.88
| S54812 | Documentation Holder A5 | 76 | 22.31
| S57926 | Siphon | 77 | 103.44
| S55571 | Bottom Plate Instrument Panel Front | 79 | 43.02
| S51103 | Sealing Ring 44X32X4 (5 Pcs.) | 80 | 14.67
| S57351 | Screws For Burner (3 Pcs.) | 82 | 6.17
| S56155 | Gasket 23,8x17,7x2mm (20 Pcs.) | 83 | 16.24
| S58661 | Stud Bolt M6X16 (4 Pcs) + loctite | 91 | 62.86
| 7608382 | Pump UPML 25-95 130mm (Quinta) |  | 726.46
| S100493 | Maintenance Kit (Different Gaskets And E |  | 148.78
| S58286 | Cleaning knife L=460 mm |  | 22.95
| S59959 | Condensate Cap |  | 34.82
| S48156 | Cable + Euroconnector (Cable=2500Mm) |  | 23.75
| S59001 | Cable Set 45 -85 Kw |  | 140.73
| S59674 | Restriction Ring Propane |  | 31.95
Quinta 115 1
Producto | Referencia | Descripcion | Posicion | PVP
Quinta 115 1 | S54783 | Casing Front | 1001 | 182.16
| S56168 | Casing Side Left Or Right | 1002 | 64.02
| S100213 | Cover Grey Drop Down Door | 1003 | 71.5
| S57485 | Wall Bracket Boiler | 1004 | 31.51
| S55571 | Bottom Plate Instrument Panel Front | 1005 | 43.02
| S54813 | Sight Cover For Display | 1006 | 19.43
| S54811 | Magnet Ø 8Mm For Cover (10 Pcs.) | 1007 | 27.63
| S54812 | Documentation Holder A5 | 1008 | 22.31
| S57010 | Spacer (10 Pcs.) | 1009 | 21.02
| S100047 | Nuts And Bolts For Assembly |  | 18.56
| S100053 | Screw M4X16 (20 Pcs.) |  | 16.11
| S100060 | SERVICE CASE Q115 |  | 4643.99
| S14254 | Sheet-Metal Screw 4,2X9,5 (20 Pcs.) |  | 12.39
| 7667989 | Maintenance Kit 115 kW (Different Gasket |  | 136.26
| S62709 | Sealingfront casing (20 m) |  | 49.06
Producto | Referencia | Descripcion | Posicion | PVP
Quinta 115 2 | S101550 | Heat Exchanger 85 90 115 kW | 2001 | 3490.88
| S53477 | Heat Exchanger Front Plate | 2002 | 298.99
| S57477 | Burner 90-115kW | 2003 | 566.04
| S54339 | Electrode Ignition/Ionisation Mx (Incl. | 2004 | 34.82
| S45004 | Glass Inspection 32x32x3mm + gasket | 2005 | 31.95
| S54731 | Insulation Front Plate Heat Exchanger | 2006 | 80.44
| S54781 | Connection Piece Chimney Ø 150 Mm. Conce | 2007 | 52.81
| S57163 | Screw Cap Measure Point Flue Gas Pipe (2 | 2009 | 13.8
| S62729 | Valve Non Return (5 Pcs.) | 2010 | 27.19
| S62728 | Vent Auto Air Bleed Device | 2010 | 26.78
| S100041 | Siphon Assembly | 2011 | 106.04
| S44698 | Sensor Temperature (Flow And Return) El | 2012 | 29.35
| S57241 | Gasket Front Plate | 2013 | 23.16
| 7631936 | Flue Gas Pipe Ø 100 Mm. | 2014 | 62.17
| S62288 | Tulle For Flue Gas Pipe | 2015 | 10.31
| S54278 | Grommet 46Mm O/D X 22Mm I/D (5 Pcs.) | 2016 | 23.03
| S48950 | Screw M4 X 10 (50 Pcs.) | 2017 | 14.83
| S55924 | Cable Ignition C/W Cap | 2018 | 59.86
| S53489 | Gasket for electrode (10 Pcs.) | 2019 | 15.83
| S54822 | Mounting Frame (For Inspection Glass) | 2020 | 11.62
| S35458 | Gasket For Inspection Glass (5 Pcs.) | 2021 | 13.26
| S54755 | Nut Flange M6 (20 Pcs.) | 2022 | 13.54
| S58661 | Stud Bolt M6X16 (4 Pcs) + loctite | 2022 | 62.86
| S101643 | Sealing Ring Ø 100 (5 Pcs.) | 2023 | 50.78
| S56987 | Bolt M6 (10 Pcs.) | 2024 | 9.89
| S100043 | Flow Pipe Assembly | 2026 | 254.97
| S57470 | Sealing Plate (Siphon Black Foam) (5 Pcs | 2027 | 25.31
| S100052 | Screw M4X10 (20 Pcs.) | 2028 | 19.71
| S51103 | Sealing Ring 44X32X4 (5 Pcs.) | 2029 | 14.67
| S21473 | Washer Spring Ring A4,3 (10 Pcs.) | 2030 | 12.44
| S55409 | Grommet (For Electrode Cap) (5 Pcs.) | 2034 | 13.65
| 7608382 | Pump UPML 25-95 130mm (Quinta) |  | 726.46
| S100051 | Stud St.Vz M/B 05X15 (20 Pcs.) |  | 34.39
| S100060 | SERVICE CASE Q115 |  | 4643.99
| 7667989 | Maintenance Kit 115 kW (Different Gasket |  | 136.26
| S58286 | Cleaning knife L=460 mm |  | 22.95
| S58661 | Stud Bolt M6X16 (4 Pcs) + loctite |  | 62.86
| S46850 | Valve Non Return 1/4" |  | 36.98
Producto | Referencia | Descripcion | Posicion | PVP
Quinta 115 3 | S100036 | Fan 115kW | 3001 | 821.29
| S100037 | Venturi 115 Kw | 3002 | 203.47
| S100065 | Gasbloc Vr8615Vb1002 | 3003 | 414.67
| S100045 | Air Inlet Damper | 3004 | 44.02
| S100044 | Gas Supply Pipe | 3005 | 114.83
| S56151 | Gasket (Fan To Venturi) | 3006 | 11.87
| S100058 | O-Ring 70X3 mm (5 Pcs.) | 3007 | 25.75
| S100046 | Gasket Ø 60mm (5 pieces) | 3008 | 27.91
| S100363 | Gasket 33X2 (10 Pcs.) | 3009 | 9.28
| S100056 | Gasket 27Mm O/D X 20Mm I/D X 2,5Mm (5 Pc | 3010 | 45.33
| S100059 | O-Ring 23,47X2,62 ( 5 Pcs.) | 3011 | 29.22
| S100082 | Restriction Ring Hgas | 3012 | 76.53
| S100038 | Restriction Ring Lgas | 3012 | 76.69
| S100468 | Screw M5X12 (10 Pcs.) | 3013 | 11.9
| S100054 | Screw DIN912 M6X16 (20 Pcs.) | 3014 | 12.44
| S100055 | Nut M5 (20 Pcs.) | 3015 | 10.69
| S54755 | Nut Flange M6 (20 Pcs.) | 3016 | 13.54
| S100364 | Flange For Gas Combi-Block | 3017 | 134.67
| S100060 | SERVICE CASE Q115 |  | 4643.99
| 7667989 | Maintenance Kit 115 kW (Different Gasket |  | 136.26
Producto | Referencia | Descripcion | Posicion | PVP
Quinta 115 4 | S100040 | Controller Mcba5461 Dv42 | 4001 | 672.08
| S14510 | Fuse 4 Amp Slow Acting (10 Pcs.) | 4001 | 40.01
| S43563 | Fuse Glass 2 Amp Fast (10 Pcs.) | 4001 | 30.79
| S54802 | Display Print Board | 4002 | 143.61
| S57487 | Box Instrument Panel | 4003 | 66.77
| S58386 | Adapter Support | 4004 | 35.41
| S56087 | BOX TEM MES OPEN VERS. | 4005 | 88.15
| S54798 | Hinge Pin (2 Pcs.) | 4006 | 17.12
| S56940 | Door R/H Cover | 4007 | 26.47
| S58565 | Bottom Plate Instrument Panel Rear | 4008 | 53.82
| S49196 | Cable Clamp | 4009 | 24.88
| S62187 | Grommet Ø21 Blind (6 Pcs.) | 4010 | 19.99
| S54794 | Retaining Clip Mcba Board (10 Pcs.) | 4011 | 35.41
| S100049 | Sheet Metal Screw 4,2X19 (20 Pcs.) | 4012 | 18.14
| S58938 | Pressure Gauge With Grommet | 4013 | 33.51
| S54800 | Door R/H | 4014 | 23.03
| S100039 | Cable Set | 4015 | 184.32
| S63316 | AM3 BOARD | 4017 | 185.81
| S55473 | INTERFACE TEM4 | 4018 | 333.59
| S100393 | Cover For Weather Compensator | 4019 | 26.91
| S100048 | Nut M4 (20 Pcs.) |  | 34.98
| S100050 | Retaining Ring 6Mm (20 Pcs.) |  | 17.55
| S100060 | SERVICE CASE Q115 |  | 4643.99
| S14342 | Screw M5X12 (15 Pcs.) |  | 15.55
| 7667989 | Maintenance Kit 115 kW (Different Gasket |  | 136.26
| S6778 | Fuse Glass 6,30 Amp Slow (10 Pcs.) |  | 34.39
| S48156 | Cable + Euroconnector (Cable=2500Mm) |  | 23.75
| S54805 | Connector For Flat Cable |  | 15.55
| S54806 | Flatcable L=810Mm |  | 34.82
| S54809 | Cable Clip |  | 17.84

## QuintaPro
Quinta Pro 45 Gen Exp 1
Producto | Referencia | Descripcion | Posicion | PVP
Quinta Pro 45 Gen Exp 1 | S101575 | Casing Front Panel | 1001 | 168.77
| S101574 | Cover Drop Down "R" | 1002 | 78.41
| S101517 | Wall Bracket | 1003 | 15.27
| S101403 | Stud Quarter Retainer | 1005 | 15.68
| S101557 | Boiler Light |  | 73.09
Producto | Referencia | Descripcion | Posicion | PVP
Quinta Pro 45 Gen Exp 2 | S101560 | Heat Exchanger 45kW | 2001 | 2425.15
| S101564 | Inspection Hatch Heat Exchanger | 2002 | 196.96
| S54753 | Burner 45kW | 2003 | 327.19
| S101566 | Electrode Ignition/Ionisation | 2004 | 36.26
| S53489 | Gasket for electrode (10 Pcs.) | 2005 | 15.83
| S59118 | Glass Inspection Set | 2006 | 13.8
| S54731 | Insulation Front Plate Heat Exchanger | 2007 | 80.44
| S57241 | Gasket Front Plate | 2008 | 23.16
| S54755 | Nut Flange M6 (20 Pcs.) | 2009 | 13.54
| S58661 | Stud Bolt M6X16 (4 Pcs) + loctite | 2009 | 62.86
| S100052 | Screw M4X10 (20 Pcs.) | 2010 | 19.71
| S101619 | Transformer Ignition Incl. Electrode Ign | 2011 | 51.53
| S101509 | Screw 7985 M4X8 (5 Pcs.) | 2012 | 12.59
| S101005 | Sensor Temperature Hl | 2013 | 20.87
| S101003 | Sensor Temperaturentc (2 Pcs.) | 2014 | 15.83
| S48950 | Screw M4 X 10 (50 Pcs.) | 2015 | 14.83
| 7631937 | Flue Gas Pipe Ø 80 Mm. | 2016 | 52.94
| S100855 | Sealing Ring Ø 80 (5 Pcs.) | 2017 | 34.1
| S103189 | Flue Gas Discharge Adapter 80/125 | 2019 | 23.9
| S62233 | Plug For Air Inlet Measure Point (5 Pcs) | 2020 | 19.43
| S62232 | Screw Cap Flue Gas Measure Point (5 Pcs. | 2021 | 21.15
| S100855 | Sealing Ring Ø 80 (5 Pcs.) | 2022 | 34.1
| S101567 | Flue Connection Ø 80 mm | 2023 | 33.23
| S100901 | Fixing Strip Heat Exchanger | 2024 | 14.96
| S62288 | Tulle For Flue Gas Pipe | 2025 | 10.31
| S101568 | Flow Pipe Central Heating | 2026 | 222.59
| S101632 | Sensor Water Pressure | 2027 | 40.14
| S101608 | Air vent | 2028 | 19.99
| S100737 | Sealing Ring 44X32X4 (5 Pcs.) | 2029 | 12.03
| S101576 | Wire clamp 28-35 (5 pcs.) | 2030 | 9.1
| S101644 | Clip 10,2 (5 Pcs.) | 2031 | 9.79
| 7605371 | Hairpin Spring 9.4 mm (5x) | 2031 | 11.72
| S100895 | Hose connection M7X1 | 2032 | 8.48
| S101570 | Hose silicone 8x2x740 mm | 2033 | 16.68
| S101558 | Syphon Assembly (Upper) | 2037 | 14.83
| S14254 | Sheet-Metal Screw 4,2X9,5 (20 Pcs.) | 2038 | 12.39
| S101580 | Sealing Ring Ø 60 mm | 2039 | 8.76
| S101559 | Siphon Cup | 2040 | 22.87
| S101606 | Hose Of Syphon | 2041 | 13.36
| S101581 | Sealing Ring Syphon | 2042 | 11.28
| S101298 | Cap Blind Scu | 2044 | 22.74
| S62727 | Grommet 20 Mm. (15 Pcs) | 2045 | 26.03
| S101607 | Grommet ø25xø35x2 Mm. (5 Pcs) | 2046 | 17.99
| S101605 | Sealant Return Central Heating | 2047 | 26.03
| S101673 | Service set A |  | 43.18
| S101674 | Service set B |  | 89.36
| S101675 | Service set C |  | 110.23
Producto | Referencia | Descripcion | Posicion | PVP
Quinta Pro 45 Gen Exp 3 | S101725 | Fan 45kW | 3001 | 509.79
| S54765 | Venturi 45kW | 3002 | 64.02
| S101543 | Air Inlet Damper 45-65kW | 3003 | 18.43
| S101590 | Clamp Air Inlet Silencer | 3004 | 8.2
| S101569 | Gassupply Pipe | 3005 | 59.57
| S101596 | Gas Combi-Block 45-65kW | 3006 | 230.79
| S101565 | Seal 83mm With Valve (45-115kW) | 3007 | 10.85
| S54777 | Gasket For Venturi 45-90kW (5 pcs) | 3008 | 19.43
| S48512 | Screw M5X10 (10 Pcs.) | 3009 | 11.41
| S101591 | Venturi Gasket Set 45-65kW | 3010 | 21.02
| S56155 | Gasket 23,8x17,7x2mm (20 Pcs.) | 3011 | 16.24
| S101519 | Wire clamp (5 pcs.) | 3012 | 9.12
| S54755 | Nut Flange M6 (20 Pcs.) | 3013 | 13.54
| S100055 | Nut M5 (20 Pcs.) | 3014 | 10.69
Quinta Pro 45 Gen Exp 4
Producto | Referencia | Descripcion | Posicion | PVP
Quinta Pro 45 Gen Exp 4 | S101518 | Pcb Pcu-04 | 4001 | 300.87
| S103300 | PCB Su-01 | 4002 | 75.25
| S100859 | Display Print | 4003 | 176.4
| S43561 | Fuse Glass 2 Amp Slow (10 Pcs.) | 4004 | 41.87
| S6778 | Fuse Glass 6,30 Amp Slow (10 Pcs.) | 4004 | 34.39
| S101619 | Transformer Ignition Incl. Electrode Ign | 4005 | 51.53
| S101632 | Sensor Water Pressure | 4006 | 40.14
| S101003 | Sensor Temperaturentc (2 Pcs.) | 4007 | 15.83
| S101005 | Sensor Temperature Hl | 4008 | 20.87
| S101554 | Cable For Pump PCU | 4009 | 8.79
| S101561 | Cable 24V. | 4010 | 42.46
| S101589 | Cable Set 230V (45 -90 kW) | 4011 | 28.91
| S100845 | Cable power supply (L = 1500 Mm.) | 4012 | 39.14
| S101588 | Cable For Pump | 4013 | 14.96
| S101553 | Cable for Fan | 4014 | 17.84
| S100857 | Controle Panel With Display Printboard | 4015 | 217.68
| S100852 | Protection Cover | 4016 | 25.75
| S101514 | Clamp ( 2 Pcs.) | 4017 | 12.8
| S100861 | Gasket Oval (5 Pcs.) | 4018 | 18.71
| S59372 | Cable Clamp | 4019 | 12.85
| S101407 | INTERFACE SCU-X01 | 4020 | 231.04
| S101555 | Cable power for SCU | 4021 | 23.9
| S101556 | Cable Interface | 4022 | 24.03
| S101513 | Scu Box | 4023 | 52.81
| S100862 | Tulle Scu (5 Pcs.) | 4024 | 21.87
| S101468 | INTERFACE SCU-X02 | 4025 | 257.26
| S101635 | INTERFACE SCU-X03 | 4026 | 299.92
| S101681 | Cable SCU 230V | 4027 | 11.95
| S101680 | Cable SCU | 4028 | 10.59
| S59659 | Tule For Flue Gas Sensor (5 Pcs.) | 4030 | 13.16
| S100841 | Cable 230V. Switch |  | 45.62
| S62185 | Screw KB30x8 (10 pieces) |  | 9.53
| S100229 | Switch On/Off |  | 17.99
Quinta pro 45 Gen Exp 4 (Cascade)
Producto | Referencia | Descripcion | Posicion | PVP
Quinta pro 45 Gen Exp 4 (Cascade) | S101518 | Pcb Pcu-04 | 4001 | 300.87
| S103300 | PCB Su-01 | 4002 | 75.25
| S100859 | Display Print | 4003 | 176.4
| S43561 | Fuse Glass 2 Amp Slow (10 Pcs.) | 4004 | 41.87
| S6778 | Fuse Glass 6,30 Amp Slow (10 Pcs.) | 4004 | 34.39
| S101619 | Transformer Ignition Incl. Electrode Ign | 4005 | 51.53
| S101632 | Sensor Water Pressure | 4006 | 40.14
| S101003 | Sensor Temperaturentc (2 Pcs.) | 4007 | 15.83
| S101005 | Sensor Temperature Hl | 4008 | 20.87
| S101554 | Cable For Pump PCU | 4009 | 8.79
| S101561 | Cable 24V. | 4010 | 42.46
| S101589 | Cable Set 230V (45 -90 kW) | 4011 | 28.91
| S100845 | Cable power supply (L = 1500 Mm.) | 4012 | 39.14
| S101588 | Cable For Pump | 4013 | 14.96
| S101553 | Cable for Fan | 4014 | 17.84
| S100857 | Controle Panel With Display Printboard | 4015 | 217.68
| S100852 | Protection Cover | 4016 | 25.75
| S101514 | Clamp ( 2 Pcs.) | 4017 | 12.8
| S100861 | Gasket Oval (5 Pcs.) | 4018 | 18.71
| S59372 | Cable Clamp | 4019 | 12.85
| S62185 | Screw KB30x8 (10 pieces) |  | 9.53
| S100229 | Switch On/Off |  | 17.99
| 7609044 | CABLE POWER PUMP PWM |  | 31.95
Quinta Pro 65 Gen Exp 1
Producto | Referencia | Descripcion | Posicion | PVP
Quinta Pro 65 Gen Exp 1 | S101575 | Casing Front Panel | 1001 | 168.77
| S101574 | Cover Drop Down "R" | 1002 | 78.41
| S101517 | Wall Bracket | 1003 | 15.27
| S101403 | Stud Quarter Retainer | 1005 | 15.68
| S101557 | Boiler Light |  | 73.09
Producto | Referencia | Descripcion | Posicion | PVP
Quinta Pro 65 Gen Exp 2 | S101551 | Heat Exchanger 65kW | 2001 | 2797.65
| S101564 | Inspection Hatch Heat Exchanger | 2002 | 196.96
| S54754 | Burner 65kW | 2003 | 444.46
| S101566 | Electrode Ignition/Ionisation | 2004 | 36.26
| S53489 | Gasket for electrode (10 Pcs.) | 2005 | 15.83
| S59118 | Glass Inspection Set | 2006 | 13.8
| S54731 | Insulation Front Plate Heat Exchanger | 2007 | 80.44
| S57241 | Gasket Front Plate | 2008 | 23.16
| S54755 | Nut Flange M6 (20 Pcs.) | 2009 | 13.54
| S58661 | Stud Bolt M6X16 (4 Pcs) + loctite | 2009 | 62.86
| S100052 | Screw M4X10 (20 Pcs.) | 2010 | 19.71
| S101619 | Transformer Ignition Incl. Electrode Ign | 2011 | 51.53
| S101509 | Screw 7985 M4X8 (5 Pcs.) | 2012 | 12.59
| S101005 | Sensor Temperature Hl | 2013 | 20.87
| S101003 | Sensor Temperaturentc (2 Pcs.) | 2014 | 15.83
| S48950 | Screw M4 X 10 (50 Pcs.) | 2015 | 14.83
| 7631936 | Flue Gas Pipe Ø 100 Mm. | 2016 | 62.17
| S101643 | Sealing Ring Ø 100 (5 Pcs.) | 2017 | 50.78
| S101563 | Flue Gas Pipe / Air Inlet Connection Pip | 2019 | 32.23
| S62233 | Plug For Air Inlet Measure Point (5 Pcs) | 2020 | 19.43
| S62232 | Screw Cap Flue Gas Measure Point (5 Pcs. | 2021 | 21.15
| S101643 | Sealing Ring Ø 100 (5 Pcs.) | 2022 | 50.78
| S100901 | Fixing Strip Heat Exchanger | 2024 | 14.96
| S62288 | Tulle For Flue Gas Pipe | 2025 | 10.31
| S101568 | Flow Pipe Central Heating | 2026 | 222.59
| S101632 | Sensor Water Pressure | 2027 | 40.14
| S101608 | Air vent | 2028 | 19.99
| S100737 | Sealing Ring 44X32X4 (5 Pcs.) | 2029 | 12.03
| S101576 | Wire clamp 28-35 (5 pcs.) | 2030 | 9.1
| S101644 | Clip 10,2 (5 Pcs.) | 2031 | 9.79
| 7605371 | Hairpin Spring 9.4 mm (5x) | 2031 | 11.72
| S100895 | Hose connection M7X1 | 2032 | 8.48
| S101570 | Hose silicone 8x2x740 mm | 2033 | 16.68
| S101558 | Syphon Assembly (Upper) | 2037 | 14.83
| S14254 | Sheet-Metal Screw 4,2X9,5 (20 Pcs.) | 2038 | 12.39
| S101580 | Sealing Ring Ø 60 mm | 2039 | 8.76
| S101559 | Siphon Cup | 2040 | 22.87
| S101606 | Hose Of Syphon | 2041 | 13.36
| S101581 | Sealing Ring Syphon | 2042 | 11.28
| S101298 | Cap Blind Scu | 2044 | 22.74
| S62727 | Grommet 20 Mm. (15 Pcs) | 2045 | 26.03
| S101607 | Grommet ø25xø35x2 Mm. (5 Pcs) | 2046 | 17.99
| S101605 | Sealant Return Central Heating | 2047 | 26.03
| S101673 | Service set A |  | 43.18
| S101674 | Service set B |  | 89.36
| S101675 | Service set C |  | 110.23
Producto | Referencia | Descripcion | Posicion | PVP
Quinta Pro 65 Gen Exp 3 | S101726 | Fan 65-90kW | 3001 | 545.74
| S54766 | Venturi 65kW | 3002 | 64.02
| S101543 | Air Inlet Damper 45-65kW | 3003 | 18.43
| S101590 | Clamp Air Inlet Silencer | 3004 | 8.2
| S101569 | Gassupply Pipe | 3005 | 59.57
| S101596 | Gas Combi-Block 45-65kW | 3006 | 230.79
| S101565 | Seal 83mm With Valve (45-115kW) | 3007 | 10.85
| S54777 | Gasket For Venturi 45-90kW (5 pcs) | 3008 | 19.43
| S48512 | Screw M5X10 (10 Pcs.) | 3009 | 11.41
| S101591 | Venturi Gasket Set 45-65kW | 3010 | 21.02
| S56155 | Gasket 23,8x17,7x2mm (20 Pcs.) | 3011 | 16.24
| S101519 | Wire clamp (5 pcs.) | 3012 | 9.12
| S54755 | Nut Flange M6 (20 Pcs.) | 3013 | 13.54
| S100055 | Nut M5 (20 Pcs.) | 3014 | 10.69
Quinta Pro 65 Gen Exp 4
Producto | Referencia | Descripcion | Posicion | PVP
Quinta Pro 65 Gen Exp 4 | S101518 | Pcb Pcu-04 | 4001 | 300.87
| S103300 | PCB Su-01 | 4002 | 75.25
| S100859 | Display Print | 4003 | 176.4
| S43561 | Fuse Glass 2 Amp Slow (10 Pcs.) | 4004 | 41.87
| S6778 | Fuse Glass 6,30 Amp Slow (10 Pcs.) | 4004 | 34.39
| S101619 | Transformer Ignition Incl. Electrode Ign | 4005 | 51.53
| S101632 | Sensor Water Pressure | 4006 | 40.14
| S101003 | Sensor Temperaturentc (2 Pcs.) | 4007 | 15.83
| S101005 | Sensor Temperature Hl | 4008 | 20.87
| S101554 | Cable For Pump PCU | 4009 | 8.79
| S101561 | Cable 24V. | 4010 | 42.46
| S101589 | Cable Set 230V (45 -90 kW) | 4011 | 28.91
| S100845 | Cable power supply (L = 1500 Mm.) | 4012 | 39.14
| S101588 | Cable For Pump | 4013 | 14.96
| S101553 | Cable for Fan | 4014 | 17.84
| S100857 | Controle Panel With Display Printboard | 4015 | 217.68
| S100852 | Protection Cover | 4016 | 25.75
| S101514 | Clamp ( 2 Pcs.) | 4017 | 12.8
| S100861 | Gasket Oval (5 Pcs.) | 4018 | 18.71
| S59372 | Cable Clamp | 4019 | 12.85
| S101407 | INTERFACE SCU-X01 | 4020 | 231.04
| S101555 | Cable power for SCU | 4021 | 23.9
| S101556 | Cable Interface | 4022 | 24.03
| S101513 | Scu Box | 4023 | 52.81
| S100862 | Tulle Scu (5 Pcs.) | 4024 | 21.87
| S101468 | INTERFACE SCU-X02 | 4025 | 257.26
| S101635 | INTERFACE SCU-X03 | 4026 | 299.92
| S101681 | Cable SCU 230V | 4027 | 11.95
| S101680 | Cable SCU | 4028 | 10.59
| S59659 | Tule For Flue Gas Sensor (5 Pcs.) | 4030 | 13.16
| S62185 | Screw KB30x8 (10 pieces) |  | 9.53
| S100229 | Switch On/Off |  | 17.99
Quinta pro 65 Gen Exp 4 (Cascade)
Producto | Referencia | Descripcion | Posicion | PVP
Quinta pro 65 Gen Exp 4 (Cascade) | S101518 | Pcb Pcu-04 | 4001 | 300.87
| S103300 | PCB Su-01 | 4002 | 75.25
| S100859 | Display Print | 4003 | 176.4
| S43561 | Fuse Glass 2 Amp Slow (10 Pcs.) | 4004 | 41.87
| S6778 | Fuse Glass 6,30 Amp Slow (10 Pcs.) | 4004 | 34.39
| S101619 | Transformer Ignition Incl. Electrode Ign | 4005 | 51.53
| S101632 | Sensor Water Pressure | 4006 | 40.14
| S101003 | Sensor Temperaturentc (2 Pcs.) | 4007 | 15.83
| S101005 | Sensor Temperature Hl | 4008 | 20.87
| S101554 | Cable For Pump PCU | 4009 | 8.79
| S101561 | Cable 24V. | 4010 | 42.46
| S101589 | Cable Set 230V (45 -90 kW) | 4011 | 28.91
| S100845 | Cable power supply (L = 1500 Mm.) | 4012 | 39.14
| S101588 | Cable For Pump | 4013 | 14.96
| S101553 | Cable for Fan | 4014 | 17.84
| S100857 | Controle Panel With Display Printboard | 4015 | 217.68
| S100852 | Protection Cover | 4016 | 25.75
| S101514 | Clamp ( 2 Pcs.) | 4017 | 12.8
| S100861 | Gasket Oval (5 Pcs.) | 4018 | 18.71
| S59372 | Cable Clamp | 4019 | 12.85
| S62185 | Screw KB30x8 (10 pieces) |  | 9.53
| S100229 | Switch On/Off |  | 17.99
| 7609044 | CABLE POWER PUMP PWM |  | 31.95
Quinta Pro 90 Gen Exp 1
Producto | Referencia | Descripcion | Posicion | PVP
Quinta Pro 90 Gen Exp 1 | S101575 | Casing Front Panel | 1001 | 168.77
| S101574 | Cover Drop Down "R" | 1002 | 78.41
| S101517 | Wall Bracket | 1003 | 15.27
| S101403 | Stud Quarter Retainer | 1005 | 15.68
| S101557 | Boiler Light |  | 73.09
Producto | Referencia | Descripcion | Posicion | PVP
Quinta Pro 90 Gen Exp 2 | S101550 | Heat Exchanger 85 90 115 kW | 2001 | 3490.88
| S101564 | Inspection Hatch Heat Exchanger | 2002 | 196.96
| S57477 | Burner 90-115kW | 2003 | 566.04
| S101566 | Electrode Ignition/Ionisation | 2004 | 36.26
| S53489 | Gasket for electrode (10 Pcs.) | 2005 | 15.83
| S59118 | Glass Inspection Set | 2006 | 13.8
| S54731 | Insulation Front Plate Heat Exchanger | 2007 | 80.44
| S57241 | Gasket Front Plate | 2008 | 23.16
| S54755 | Nut Flange M6 (20 Pcs.) | 2009 | 13.54
| S58661 | Stud Bolt M6X16 (4 Pcs) + loctite | 2009 | 62.86
| S100052 | Screw M4X10 (20 Pcs.) | 2010 | 19.71
| S101619 | Transformer Ignition Incl. Electrode Ign | 2011 | 51.53
| S101509 | Screw 7985 M4X8 (5 Pcs.) | 2012 | 12.59
| S101005 | Sensor Temperature Hl | 2013 | 20.87
| S101003 | Sensor Temperaturentc (2 Pcs.) | 2014 | 15.83
| S48950 | Screw M4 X 10 (50 Pcs.) | 2015 | 14.83
| 7631936 | Flue Gas Pipe Ø 100 Mm. | 2016 | 62.17
| S101643 | Sealing Ring Ø 100 (5 Pcs.) | 2017 | 50.78
| S101563 | Flue Gas Pipe / Air Inlet Connection Pip | 2019 | 32.23
| S62233 | Plug For Air Inlet Measure Point (5 Pcs) | 2020 | 19.43
| S62232 | Screw Cap Flue Gas Measure Point (5 Pcs. | 2021 | 21.15
| S101643 | Sealing Ring Ø 100 (5 Pcs.) | 2022 | 50.78
| S100901 | Fixing Strip Heat Exchanger | 2024 | 14.96
| S62288 | Tulle For Flue Gas Pipe | 2025 | 10.31
| S101572 | Flow Pipe Assembly | 2026 | 226.75
| S101632 | Sensor Water Pressure | 2027 | 40.14
| S101608 | Air vent | 2028 | 19.99
| S100737 | Sealing Ring 44X32X4 (5 Pcs.) | 2029 | 12.03
| S101576 | Wire clamp 28-35 (5 pcs.) | 2030 | 9.1
| S101644 | Clip 10,2 (5 Pcs.) | 2031 | 9.79
| 7605371 | Hairpin Spring 9.4 mm (5x) | 2031 | 11.72
| S100895 | Hose connection M7X1 | 2032 | 8.48
| S101570 | Hose silicone 8x2x740 mm | 2033 | 16.68
| S101558 | Syphon Assembly (Upper) | 2037 | 14.83
| S14254 | Sheet-Metal Screw 4,2X9,5 (20 Pcs.) | 2038 | 12.39
| S101580 | Sealing Ring Ø 60 mm | 2039 | 8.76
| S101559 | Siphon Cup | 2040 | 22.87
| S101606 | Hose Of Syphon | 2041 | 13.36
| S101581 | Sealing Ring Syphon | 2042 | 11.28
| S101298 | Cap Blind Scu | 2044 | 22.74
| S62727 | Grommet 20 Mm. (15 Pcs) | 2045 | 26.03
| S101607 | Grommet ø25xø35x2 Mm. (5 Pcs) | 2046 | 17.99
| S101605 | Sealant Return Central Heating | 2047 | 26.03
| S101673 | Service set A |  | 43.18
| S101674 | Service set B |  | 89.36
| S101675 | Service set C |  | 110.23
Producto | Referencia | Descripcion | Posicion | PVP
Quinta Pro 90 Gen Exp 3 | S101726 | Fan 65-90kW | 3001 | 545.74
| S57488 | Venturi 90kW | 3002 | 75.97
| S101520 | Air Inlet Damper 90kW | 3003 | 17.84
| S101573 | Gas Supply Pipe 3/4" | 3005 | 70.93
| S101597 | Gas Combi-Block 90kW | 3006 | 254.38
| 7606393 | Gas Combi-Block 90kW VK 230Volt Propane | 3006 | 383.19
| S101565 | Seal 83mm With Valve (45-115kW) | 3007 | 10.85
| S54777 | Gasket For Venturi 45-90kW (5 pcs) | 3008 | 19.43
| S48512 | Screw M5X10 (10 Pcs.) | 3009 | 11.41
| S101592 | Venturi Gasket Set 90kW | 3010 | 32.1
| S56155 | Gasket 23,8x17,7x2mm (20 Pcs.) | 3011 | 16.24
| S101519 | Wire clamp (5 pcs.) | 3012 | 9.12
| S54755 | Nut Flange M6 (20 Pcs.) | 3013 | 13.54
| S100055 | Nut M5 (20 Pcs.) | 3014 | 10.69
| S57827 | Flange For Gas Combi-Block | 3015 | 25.03
| S57828 | O-Ring gas pipe Ø 26.8 X 22 X 2.5 (5 Pcs | 3016 | 9.95
| S59076 | Set ring restriction Quinta Pro 85/90 |  | 39.84
Quinta Pro 90 Gen Exp 4
Producto | Referencia | Descripcion | Posicion | PVP
Quinta Pro 90 Gen Exp 4 | S101518 | Pcb Pcu-04 | 4001 | 300.87
| S103300 | PCB Su-01 | 4002 | 75.25
| S100859 | Display Print | 4003 | 176.4
| S43561 | Fuse Glass 2 Amp Slow (10 Pcs.) | 4004 | 41.87
| S6778 | Fuse Glass 6,30 Amp Slow (10 Pcs.) | 4004 | 34.39
| S101619 | Transformer Ignition Incl. Electrode Ign | 4005 | 51.53
| S101632 | Sensor Water Pressure | 4006 | 40.14
| S101003 | Sensor Temperaturentc (2 Pcs.) | 4007 | 15.83
| S101005 | Sensor Temperature Hl | 4008 | 20.87
| S101554 | Cable For Pump PCU | 4009 | 8.79
| S101561 | Cable 24V. | 4010 | 42.46
| S101589 | Cable Set 230V (45 -90 kW) | 4011 | 28.91
| S100845 | Cable power supply (L = 1500 Mm.) | 4012 | 39.14
| S101588 | Cable For Pump | 4013 | 14.96
| S101553 | Cable for Fan | 4014 | 17.84
| S100857 | Controle Panel With Display Printboard | 4015 | 217.68
| S100852 | Protection Cover | 4016 | 25.75
| S101514 | Clamp ( 2 Pcs.) | 4017 | 12.8
| S100861 | Gasket Oval (5 Pcs.) | 4018 | 18.71
| S59372 | Cable Clamp | 4019 | 12.85
| S101407 | INTERFACE SCU-X01 | 4020 | 231.04
| S101555 | Cable power for SCU | 4021 | 23.9
| S101556 | Cable Interface | 4022 | 24.03
| S101513 | Scu Box | 4023 | 52.81
| S100862 | Tulle Scu (5 Pcs.) | 4024 | 21.87
| S101468 | INTERFACE SCU-X02 | 4025 | 257.26
| S101635 | INTERFACE SCU-X03 | 4026 | 299.92
| S101681 | Cable SCU 230V | 4027 | 11.95
| S101680 | Cable SCU | 4028 | 10.59
| S59659 | Tule For Flue Gas Sensor (5 Pcs.) | 4030 | 13.16
| S62185 | Screw KB30x8 (10 pieces) |  | 9.53
| S100229 | Switch On/Off |  | 17.99
Quinta pro 90 Gen Exp 4 (Cascade)
Producto | Referencia | Descripcion | Posicion | PVP
Quinta pro 90 Gen Exp 4 (Cascade) | S101518 | Pcb Pcu-04 | 4001 | 300.87
| S103300 | PCB Su-01 | 4002 | 75.25
| S100859 | Display Print | 4003 | 176.4
| S43561 | Fuse Glass 2 Amp Slow (10 Pcs.) | 4004 | 41.87
| S6778 | Fuse Glass 6,30 Amp Slow (10 Pcs.) | 4004 | 34.39
| S101619 | Transformer Ignition Incl. Electrode Ign | 4005 | 51.53
| S101632 | Sensor Water Pressure | 4006 | 40.14
| S101003 | Sensor Temperaturentc (2 Pcs.) | 4007 | 15.83
| S101005 | Sensor Temperature Hl | 4008 | 20.87
| S101554 | Cable For Pump PCU | 4009 | 8.79
| S101561 | Cable 24V. | 4010 | 42.46
| S101589 | Cable Set 230V (45 -90 kW) | 4011 | 28.91
| S100845 | Cable power supply (L = 1500 Mm.) | 4012 | 39.14
| S101588 | Cable For Pump | 4013 | 14.96
| S101553 | Cable for Fan | 4014 | 17.84
| S100857 | Controle Panel With Display Printboard | 4015 | 217.68
| S100852 | Protection Cover | 4016 | 25.75
| S101514 | Clamp ( 2 Pcs.) | 4017 | 12.8
| S100861 | Gasket Oval (5 Pcs.) | 4018 | 18.71
| S59372 | Cable Clamp | 4019 | 12.85
| S62185 | Screw KB30x8 (10 pieces) |  | 9.53
| S100229 | Switch On/Off |  | 17.99
| 7609044 | CABLE POWER PUMP PWM |  | 31.95
Quinta Pro 115 Gen Exp 1
Producto | Referencia | Descripcion | Posicion | PVP
Quinta Pro 115 Gen Exp 1 | S101575 | Casing Front Panel | 1001 | 168.77
| S101574 | Cover Drop Down "R" | 1002 | 78.41
| S101517 | Wall Bracket | 1003 | 15.27
| S101403 | Stud Quarter Retainer | 1005 | 15.68
| S101557 | Boiler Light |  | 73.09
Producto | Referencia | Descripcion | Posicion | PVP
Quinta Pro 115 Gen Exp 2 | S101550 | Heat Exchanger 85 90 115 kW | 2001 | 3490.88
| S101564 | Inspection Hatch Heat Exchanger | 2002 | 196.96
| S57477 | Burner 90-115kW | 2003 | 566.04
| S101566 | Electrode Ignition/Ionisation | 2004 | 36.26
| S53489 | Gasket for electrode (10 Pcs.) | 2005 | 15.83
| S59118 | Glass Inspection Set | 2006 | 13.8
| S54731 | Insulation Front Plate Heat Exchanger | 2007 | 80.44
| S57241 | Gasket Front Plate | 2008 | 23.16
| S54755 | Nut Flange M6 (20 Pcs.) | 2009 | 13.54
| S58661 | Stud Bolt M6X16 (4 Pcs) + loctite | 2009 | 62.86
| S100052 | Screw M4X10 (20 Pcs.) | 2010 | 19.71
| S101619 | Transformer Ignition Incl. Electrode Ign | 2011 | 51.53
| S101509 | Screw 7985 M4X8 (5 Pcs.) | 2012 | 12.59
| S101005 | Sensor Temperature Hl | 2013 | 20.87
| S101003 | Sensor Temperaturentc (2 Pcs.) | 2014 | 15.83
| S48950 | Screw M4 X 10 (50 Pcs.) | 2015 | 14.83
| 7631936 | Flue Gas Pipe Ø 100 Mm. | 2016 | 62.17
| S101643 | Sealing Ring Ø 100 (5 Pcs.) | 2017 | 50.78
| S101563 | Flue Gas Pipe / Air Inlet Connection Pip | 2019 | 32.23
| S62233 | Plug For Air Inlet Measure Point (5 Pcs) | 2020 | 19.43
| S62232 | Screw Cap Flue Gas Measure Point (5 Pcs. | 2021 | 21.15
| S101643 | Sealing Ring Ø 100 (5 Pcs.) | 2022 | 50.78
| S100901 | Fixing Strip Heat Exchanger | 2024 | 14.96
| S62288 | Tulle For Flue Gas Pipe | 2025 | 10.31
| S101572 | Flow Pipe Assembly | 2026 | 226.75
| S101632 | Sensor Water Pressure | 2027 | 40.14
| S101608 | Air vent | 2028 | 19.99
| S100737 | Sealing Ring 44X32X4 (5 Pcs.) | 2029 | 12.03
| S101576 | Wire clamp 28-35 (5 pcs.) | 2030 | 9.1
| S101644 | Clip 10,2 (5 Pcs.) | 2031 | 9.79
| 7605371 | Hairpin Spring 9.4 mm (5x) | 2031 | 11.72
| S100895 | Hose connection M7X1 | 2032 | 8.48
| S101570 | Hose silicone 8x2x740 mm | 2033 | 16.68
| S101558 | Syphon Assembly (Upper) | 2037 | 14.83
| S14254 | Sheet-Metal Screw 4,2X9,5 (20 Pcs.) | 2038 | 12.39
| S101580 | Sealing Ring Ø 60 mm | 2039 | 8.76
| S101559 | Siphon Cup | 2040 | 22.87
| S101606 | Hose Of Syphon | 2041 | 13.36
| S101581 | Sealing Ring Syphon | 2042 | 11.28
| S101298 | Cap Blind Scu | 2044 | 22.74
| S62727 | Grommet 20 Mm. (15 Pcs) | 2045 | 26.03
| S101607 | Grommet ø25xø35x2 Mm. (5 Pcs) | 2046 | 17.99
| S101605 | Sealant Return Central Heating | 2047 | 26.03
| S101673 | Service set A |  | 43.18
| S101674 | Service set B |  | 89.36
| S101675 | Service set C |  | 110.23
Producto | Referencia | Descripcion | Posicion | PVP
Quinta Pro 115 Gen Exp 3 | S100036 | Fan 115kW | 3001 | 821.29
| S101595 | Venturi 115kW | 3002 | 169.34
| S101578 | Air Inlet Damper 115kW | 3003 | 44.9
| S101515 | Gas Pipe complete | 3005 | 103.16
| S101510 | Gas Combi-Block 115kW | 3006 | 320.14
| 7614500 | Coil for Gasvalve | 3006 | 12.16
| S101565 | Seal 83mm With Valve (45-115kW) | 3007 | 10.85
| S100058 | O-Ring 70X3 mm (5 Pcs.) | 3008 | 25.75
| S100468 | Screw M5X12 (10 Pcs.) | 3009 | 11.9
| S100363 | Gasket 33X2 (10 Pcs.) | 3010 | 9.28
| S101593 | Venturi Gasket Set 115kW | 3010 | 65.18
| S56156 | Gasket Timer 30x21x3mm (10 Pcs.) | 3011 | 18.56
| S101519 | Wire clamp (5 pcs.) | 3012 | 9.12
| S54755 | Nut Flange M6 (20 Pcs.) | 3013 | 13.54
| S100055 | Nut M5 (20 Pcs.) | 3014 | 10.69
| S101631 | Nozzle Venturi | 3016 | 21.31
| S100054 | Screw DIN912 M6X16 (20 Pcs.) | 3017 | 12.44
| S101664 | Set Avec Joints Venturi-nozzle | 3018 | 31.51
Quinta Pro 115 Gen Exp 4
Producto | Referencia | Descripcion | Posicion | PVP
Quinta Pro 115 Gen Exp 4 | S101518 | Pcb Pcu-04 | 4001 | 300.87
| S103300 | PCB Su-01 | 4002 | 75.25
| S100859 | Display Print | 4003 | 176.4
| S43561 | Fuse Glass 2 Amp Slow (10 Pcs.) | 4004 | 41.87
| S6778 | Fuse Glass 6,30 Amp Slow (10 Pcs.) | 4004 | 34.39
| S101619 | Transformer Ignition Incl. Electrode Ign | 4005 | 51.53
| S101632 | Sensor Water Pressure | 4006 | 40.14
| S101003 | Sensor Temperaturentc (2 Pcs.) | 4007 | 15.83
| S101005 | Sensor Temperature Hl | 4008 | 20.87
| S101554 | Cable For Pump PCU | 4009 | 8.79
| S101561 | Cable 24V. | 4010 | 42.46
| S101582 | Cable Set 230V (115 kW) | 4011 | 28.78
| S100845 | Cable power supply (L = 1500 Mm.) | 4012 | 39.14
| S101588 | Cable For Pump | 4013 | 14.96
| S101553 | Cable for Fan | 4014 | 17.84
| S100857 | Controle Panel With Display Printboard | 4015 | 217.68
| S100852 | Protection Cover | 4016 | 25.75
| S101514 | Clamp ( 2 Pcs.) | 4017 | 12.8
| S100861 | Gasket Oval (5 Pcs.) | 4018 | 18.71
| S59372 | Cable Clamp | 4019 | 12.85
| S101407 | INTERFACE SCU-X01 | 4020 | 231.04
| S101555 | Cable power for SCU | 4021 | 23.9
| S101556 | Cable Interface | 4022 | 24.03
| S101513 | Scu Box | 4023 | 52.81
| S100862 | Tulle Scu (5 Pcs.) | 4024 | 21.87
| S101468 | INTERFACE SCU-X02 | 4025 | 257.26
| S101635 | INTERFACE SCU-X03 | 4026 | 299.92
| S101681 | Cable SCU 230V | 4027 | 11.95
| S101680 | Cable SCU | 4028 | 10.59
| S59659 | Tule For Flue Gas Sensor (5 Pcs.) | 4030 | 13.16
| S100841 | Cable 230V. Switch |  | 45.62
| S62185 | Screw KB30x8 (10 pieces) |  | 9.53
| S100229 | Switch On/Off |  | 17.99
Quinta pro 115 Gen Exp 4 (Cascade)
Producto | Referencia | Descripcion | Posicion | PVP
Quinta pro 115 Gen Exp 4 (Cascade) | S101518 | Pcb Pcu-04 | 4001 | 300.87
| S103300 | PCB Su-01 | 4002 | 75.25
| S100859 | Display Print | 4003 | 176.4
| S43561 | Fuse Glass 2 Amp Slow (10 Pcs.) | 4004 | 41.87
| S6778 | Fuse Glass 6,30 Amp Slow (10 Pcs.) | 4004 | 34.39
| S101619 | Transformer Ignition Incl. Electrode Ign | 4005 | 51.53
| S101632 | Sensor Water Pressure | 4006 | 40.14
| S101003 | Sensor Temperaturentc (2 Pcs.) | 4007 | 15.83
| S101005 | Sensor Temperature Hl | 4008 | 20.87
| S101554 | Cable For Pump PCU | 4009 | 8.79
| S101561 | Cable 24V. | 4010 | 42.46
| S101582 | Cable Set 230V (115 kW) | 4011 | 28.78
| S100845 | Cable power supply (L = 1500 Mm.) | 4012 | 39.14
| S101588 | Cable For Pump | 4013 | 14.96
| S101553 | Cable for Fan | 4014 | 17.84
| S100857 | Controle Panel With Display Printboard | 4015 | 217.68
| S100852 | Protection Cover | 4016 | 25.75
| S101514 | Clamp ( 2 Pcs.) | 4017 | 12.8
| S100861 | Gasket Oval (5 Pcs.) | 4018 | 18.71
| S59372 | Cable Clamp | 4019 | 12.85
| S62185 | Screw KB30x8 (10 pieces) |  | 9.53
| S100229 | Switch On/Off |  | 17.99
| 7609044 | CABLE POWER PUMP PWM |  | 31.95

## QuintaACE
Remeha Quinta ACE 45 EXP
Producto | Referencia | Descripcion | Posicion | PVP
Remeha Quinta ACE 45 EXP | 7699574 | Casing Front Panel | 1001 | 165.61
| 7699595 | Cover Drop Down Remeha | 1002 | 103.73
| S101517 | Wall Bracket | 1003 | 15.27
| S101403 | Stud Quarter Retainer | 1005 | 15.68
| 7702357 | Boiler Light 24V | 1006 | 91.24
| 7699613 | Heat Exchanger 45kW | 2001 | 2387.3
| S101564 | Inspection Hatch Heat Exchanger | 2002 | 196.96
| S54753 | Burner 45kW | 2003 | 327.19
| 7702138 | Electrode Ignition/Ionisation | 2004 | 42.3
| S53489 | Gasket for electrode (10 Pcs.) | 2005 | 15.83
| S59118 | Glass Inspection Set | 2006 | 13.8
| S54731 | Insulation Front Plate Heat Exchanger | 2007 | 80.44
| S57241 | Gasket Front Plate | 2008 | 23.16
| S54755 | Nut Flange M6 (20 Pcs.) | 2009 | 13.54
| S58661 | Stud Bolt M6X16 (4 Pcs) + loctite | 2009 | 62.86
| S100052 | Screw M4X10 (20 Pcs.) | 2010 | 19.71
| S48950 | Screw M4 X 10 (50 Pcs.) | 2015 | 14.83
| 7700494 | Flue Gas Pipe Ø 80 Mm. | 2016 | 52.94
| 7701758 | Sealing Ring Ø 80 (5 Pcs.) | 2017 | 37.86
| 7602132 | Flue Gas Discharge Adapter 80/125 | 2019 | 18.43
| S62233 | Plug For Air Inlet Measure Point (5 Pcs) | 2020 | 19.43
| S62232 | Screw Cap Flue Gas Measure Point (5 Pcs. | 2021 | 21.15
| S100855 | Sealing Ring Ø 80 (5 Pcs.) | 2022 | 34.1
| S101567 | Flue Connection Ø 80 mm | 2023 | 33.23
| S100901 | Fixing Strip Heat Exchanger | 2024 | 14.96
| S59659 | Tule For Flue Gas Sensor (5 Pcs.) | 2025 | 13.16
| S101568 | Flow Pipe Central Heating | 2026 | 222.59
| S101608 | Air vent | 2028 | 19.99
| S100737 | Sealing Ring 44X32X4 (5 Pcs.) | 2029 | 12.03
| S101576 | Wire clamp 28-35 (5 pcs.) | 2030 | 9.1
| 7605371 | Hairpin Spring 9.4 mm (5x) | 2031 | 11.72
| S101570 | Hose silicone 8x2x740 mm | 2033 | 16.68
| S101558 | Syphon Assembly (Upper) | 2037 | 14.83
| S14254 | Sheet-Metal Screw 4,2X9,5 (20 Pcs.) | 2038 | 12.39
| S101580 | Sealing Ring Ø 60 mm | 2039 | 8.76
| S101559 | Siphon Cup | 2040 | 22.87
| S101606 | Hose Of Syphon | 2041 | 13.36
| S101581 | Sealing Ring Syphon | 2042 | 11.28
| S101298 | Cap Blind Scu | 2044 | 22.74
| S100869 | Sealant Strip Scu | 2044 | 25.03
| S62727 | Grommet 20 Mm. (15 Pcs) | 2045 | 26.03
| S101607 | Grommet ø25xø35x2 Mm. (5 Pcs) | 2046 | 17.99
| S101605 | Sealant Return Central Heating | 2047 | 26.03
| 7701759 | Sealing Ring Flue Ø 80 (5 Pcs.) | 2048 | 37.86
| S101725 | Fan 45kW | 3001 | 509.79
| S54765 | Venturi 45kW | 3002 | 64.02
| S101543 | Air Inlet Damper 45-65kW | 3003 | 18.43
| S101590 | Clamp Air Inlet Silencer | 3004 | 8.2
| S101569 | Gassupply Pipe | 3005 | 59.57
| S101596 | Gas Combi-Block 45-65kW | 3006 | 230.79
| S101565 | Seal 83mm With Valve (45-115kW) | 3007 | 10.85
| S54777 | Gasket For Venturi 45-90kW (5 pcs) | 3008 | 19.43
| S48512 | Screw M5X10 (10 Pcs.) | 3009 | 11.41
| S101591 | Venturi Gasket Set 45-65kW | 3010 | 21.02
| S56155 | Gasket 23,8x17,7x2mm (20 Pcs.) | 3011 | 16.24
| S101519 | Wire clamp (5 pcs.) | 3012 | 9.12
| S54755 | Nut Flange M6 (20 Pcs.) | 3013 | 13.54
| S100055 | Nut M5 (20 Pcs.) | 3014 | 10.69
| 7817316 | Main PCB CU-GH08 | 4001 | 206.19
| 7665228 | PCB CB-03 | 4002 | 58.85
| 7669597 | Control panel MK2 2.0 | 4003 | 144.74
| 7665229 | Control Box | 4004 | 186.33
| 7701771 | Fuse Glass 2.5 Amp (5 Pcs.) | 4005 | 16.24
| 7665230 | Switch On/Off | 4006 | 32.1
| 7665231 | Serviceconnector | 4007 | 36.11
| 7633327 | Configuration Storage Unit CSU-01 | 4008 | 23.03
| S101554 | Cable For Pump PCU | 4009 | 8.79
| 7701705 | Cable Set ELV | 4010 | 41.74
| 7701699 | Cable Set 230V (45 -90 kW) | 4011 | 32.1
| S100845 | Cable power supply (L = 1500 Mm.) | 4012 | 39.14
| 7851360 | Control panel MK3 Remeha (1.94.2) | 4014 | 323.74
| 7665234 | Cable set (Controlbox intern) | 4015 | 56.98
| S101514 | Clamp ( 2 Pcs.) | 4017 | 12.8
| 7774497 | Print PCB SCB-10 | 4020 | 228.06
| 7690425 | Cable BUS Interface | 4021 | 21.15
| S101555 | Cable power for SCU | 4022 | 23.9
| 7721890 | SCB box | 4023 | 139.71
| S100862 | Tulle Scu (5 Pcs.) | 4024 | 21.87
| 7721859 | Board GTW 25 | 4026 | 283.73
| S100763 | INTERFACE 0-10 VOLT | 4027 | 184.22
| 7701709 | Cable IF01 | 4028 | 17.55
| S101509 | Screw 7985 M4X8 (5 Pcs.) | 4030 | 12.59
| 7624619 | Transformer Ignition | 4031 | 38.27
| S101632 | Sensor Water Pressure | 4032 | 40.14
| 7623837 | NTC 10K(2) and double NTC 10K (1) | 4033 | 23.16
| 7740176 | Flue Gas Sensor NTC 2x 20K | 4034 | 19.87
| 7609044 | CABLE POWER PUMP PWM |  | 31.95
| 7609017 | CABLE PUMP PWM |  | 9.79
| 7848607 | Cable three way valve |  | 9.35
| 7731327 | Connector outdoor temp. sensor (white) |  | 5.94
| 7731328 | Connector boiler temp. sensor (blue) |  | 5.94
| 7702097 | Service set A 30-45 kW |  | 72.65
| 7702098 | Service set B 30-45 kW |  | 128.78
| 7702099 | Service set C 30-45 kW |  | 134.54
Remeha Quinta ACE 55/65 EXP
Producto | Referencia | Descripcion | Posicion | PVP
Remeha Quinta ACE 55/65 EXP | 7699574 | Casing Front Panel | 1001 | 165.61
| 7699595 | Cover Drop Down Remeha | 1002 | 103.73
| S101517 | Wall Bracket | 1003 | 15.27
| S101403 | Stud Quarter Retainer | 1005 | 15.68
| 7702357 | Boiler Light 24V | 1006 | 91.24
| 7699615 | Heat Exchanger 65kW | 2001 | 2759.82
| S101564 | Inspection Hatch Heat Exchanger | 2002 | 196.96
| S54754 | Burner 65kW | 2003 | 444.46
| 7702138 | Electrode Ignition/Ionisation | 2004 | 42.3
| S53489 | Gasket for electrode (10 Pcs.) | 2005 | 15.83
| S59118 | Glass Inspection Set | 2006 | 13.8
| S54731 | Insulation Front Plate Heat Exchanger | 2007 | 80.44
| S57241 | Gasket Front Plate | 2008 | 23.16
| S54755 | Nut Flange M6 (20 Pcs.) | 2009 | 13.54
| S58661 | Stud Bolt M6X16 (4 Pcs) + loctite | 2009 | 62.86
| S100052 | Screw M4X10 (20 Pcs.) | 2010 | 19.71
| S48950 | Screw M4 X 10 (50 Pcs.) | 2015 | 14.83
| 7631936 | Flue Gas Pipe Ø 100 Mm. | 2016 | 62.17
| 7701752 | Sealing Ring Flue Ø 100 (5 Pcs.) | 2017 | 50.78
| S101563 | Flue Gas Pipe / Air Inlet Connection Pip | 2019 | 32.23
| S62233 | Plug For Air Inlet Measure Point (5 Pcs) | 2020 | 19.43
| S62232 | Screw Cap Flue Gas Measure Point (5 Pcs. | 2021 | 21.15
| S101643 | Sealing Ring Ø 100 (5 Pcs.) | 2022 | 50.78
| S100901 | Fixing Strip Heat Exchanger | 2024 | 14.96
| S59659 | Tule For Flue Gas Sensor (5 Pcs.) | 2025 | 13.16
| S101568 | Flow Pipe Central Heating | 2026 | 222.59
| S101608 | Air vent | 2028 | 19.99
| S100737 | Sealing Ring 44X32X4 (5 Pcs.) | 2029 | 12.03
| S101576 | Wire clamp 28-35 (5 pcs.) | 2030 | 9.1
| 7605371 | Hairpin Spring 9.4 mm (5x) | 2031 | 11.72
| S101570 | Hose silicone 8x2x740 mm | 2033 | 16.68
| S101558 | Syphon Assembly (Upper) | 2037 | 14.83
| S14254 | Sheet-Metal Screw 4,2X9,5 (20 Pcs.) | 2038 | 12.39
| S101580 | Sealing Ring Ø 60 mm | 2039 | 8.76
| S101559 | Siphon Cup | 2040 | 22.87
| S101606 | Hose Of Syphon | 2041 | 13.36
| S101581 | Sealing Ring Syphon | 2042 | 11.28
| S101298 | Cap Blind Scu | 2044 | 22.74
| S100869 | Sealant Strip Scu | 2044 | 25.03
| S62727 | Grommet 20 Mm. (15 Pcs) | 2045 | 26.03
| S101607 | Grommet ø25xø35x2 Mm. (5 Pcs) | 2046 | 17.99
| S101605 | Sealant Return Central Heating | 2047 | 26.03
| 7701753 | Sealing Ring Flue Ø 100 (5 Pcs.) | 2048 | 50.78
| S101726 | Fan 65-90kW | 3001 | 545.74
| S54766 | Venturi 65kW | 3002 | 64.02
| S101543 | Air Inlet Damper 45-65kW | 3003 | 18.43
| S101590 | Clamp Air Inlet Silencer | 3004 | 8.2
| S101569 | Gassupply Pipe | 3005 | 59.57
| S101596 | Gas Combi-Block 45-65kW | 3006 | 230.79
| S101565 | Seal 83mm With Valve (45-115kW) | 3007 | 10.85
| S54777 | Gasket For Venturi 45-90kW (5 pcs) | 3008 | 19.43
| S48512 | Screw M5X10 (10 Pcs.) | 3009 | 11.41
| S101591 | Venturi Gasket Set 45-65kW | 3010 | 21.02
| S56155 | Gasket 23,8x17,7x2mm (20 Pcs.) | 3011 | 16.24
| S101519 | Wire clamp (5 pcs.) | 3012 | 9.12
| S54755 | Nut Flange M6 (20 Pcs.) | 3013 | 13.54
| S100055 | Nut M5 (20 Pcs.) | 3014 | 10.69
| 7817316 | Main PCB CU-GH08 | 4001 | 206.19
| 7665228 | PCB CB-03 | 4002 | 58.85
| 7669597 | Control panel MK2 2.0 | 4003 | 144.74
| 7665229 | Control Box | 4004 | 186.33
| 7701771 | Fuse Glass 2.5 Amp (5 Pcs.) | 4005 | 16.24
| 7665230 | Switch On/Off | 4006 | 32.1
| 7665231 | Serviceconnector | 4007 | 36.11
| 7633327 | Configuration Storage Unit CSU-01 | 4008 | 23.03
| S101554 | Cable For Pump PCU | 4009 | 8.79
| 7701705 | Cable Set ELV | 4010 | 41.74
| 7701699 | Cable Set 230V (45 -90 kW) | 4011 | 32.1
| S100845 | Cable power supply (L = 1500 Mm.) | 4012 | 39.14
| 7851360 | Control panel MK3 Remeha (1.94.2) | 4014 | 323.74
| 7665234 | Cable set (Controlbox intern) | 4015 | 56.98
| S101514 | Clamp ( 2 Pcs.) | 4017 | 12.8
| 7774497 | Print PCB SCB-10 | 4020 | 228.06
| 7690425 | Cable BUS Interface | 4021 | 21.15
| S101555 | Cable power for SCU | 4022 | 23.9
| 7721890 | SCB box | 4023 | 139.71
| S100862 | Tulle Scu (5 Pcs.) | 4024 | 21.87
| 7721859 | Board GTW 25 | 4026 | 283.73
| S100763 | INTERFACE 0-10 VOLT | 4027 | 184.22
| 7701709 | Cable IF01 | 4028 | 17.55
| S101509 | Screw 7985 M4X8 (5 Pcs.) | 4030 | 12.59
| 7624619 | Transformer Ignition | 4031 | 38.27
| S101632 | Sensor Water Pressure | 4032 | 40.14
| 7623837 | NTC 10K(2) and double NTC 10K (1) | 4033 | 23.16
| 7740176 | Flue Gas Sensor NTC 2x 20K | 4034 | 19.87
| 7609044 | CABLE POWER PUMP PWM |  | 31.95
| 7609017 | CABLE PUMP PWM |  | 9.79
| 7848607 | Cable three way valve |  | 9.35
| 7731327 | Connector outdoor temp. sensor (white) |  | 5.94
| 7731328 | Connector boiler temp. sensor (blue) |  | 5.94
| 7710047 | Service set A 55-115 kW |  | 76.28
| 7710048 | Service set B 55-115 kW |  | 132.23
| 7710049 | Service set C 55-115 kW |  | 137.98
Remeha Quinta ACE 90 EXP
Producto | Referencia | Descripcion | Posicion | PVP
Remeha Quinta ACE 90 EXP | 7699574 | Casing Front Panel | 1001 | 165.61
| 7699595 | Cover Drop Down Remeha | 1002 | 103.73
| S101517 | Wall Bracket | 1003 | 15.27
| S101403 | Stud Quarter Retainer | 1005 | 15.68
| 7702357 | Boiler Light 24V | 1006 | 91.24
| 7699614 | Heat Exchanger 90-115kW | 2001 | 3437.5
| S101564 | Inspection Hatch Heat Exchanger | 2002 | 196.96
| S57477 | Burner 90-115kW | 2003 | 566.04
| 7702138 | Electrode Ignition/Ionisation | 2004 | 42.3
| S53489 | Gasket for electrode (10 Pcs.) | 2005 | 15.83
| S59118 | Glass Inspection Set | 2006 | 13.8
| S54731 | Insulation Front Plate Heat Exchanger | 2007 | 80.44
| S57241 | Gasket Front Plate | 2008 | 23.16
| S54755 | Nut Flange M6 (20 Pcs.) | 2009 | 13.54
| S58661 | Stud Bolt M6X16 (4 Pcs) + loctite | 2009 | 62.86
| S100052 | Screw M4X10 (20 Pcs.) | 2010 | 19.71
| S48950 | Screw M4 X 10 (50 Pcs.) | 2015 | 14.83
| 7631936 | Flue Gas Pipe Ø 100 Mm. | 2016 | 62.17
| 7701752 | Sealing Ring Flue Ø 100 (5 Pcs.) | 2017 | 50.78
| S101563 | Flue Gas Pipe / Air Inlet Connection Pip | 2019 | 32.23
| S62233 | Plug For Air Inlet Measure Point (5 Pcs) | 2020 | 19.43
| S62232 | Screw Cap Flue Gas Measure Point (5 Pcs. | 2021 | 21.15
| S101643 | Sealing Ring Ø 100 (5 Pcs.) | 2022 | 50.78
| S100901 | Fixing Strip Heat Exchanger | 2024 | 14.96
| S59659 | Tule For Flue Gas Sensor (5 Pcs.) | 2025 | 13.16
| S101572 | Flow Pipe Assembly | 2026 | 226.75
| S101608 | Air vent | 2028 | 19.99
| S100737 | Sealing Ring 44X32X4 (5 Pcs.) | 2029 | 12.03
| S101576 | Wire clamp 28-35 (5 pcs.) | 2030 | 9.1
| 7605371 | Hairpin Spring 9.4 mm (5x) | 2031 | 11.72
| S101570 | Hose silicone 8x2x740 mm | 2033 | 16.68
| S101558 | Syphon Assembly (Upper) | 2037 | 14.83
| S14254 | Sheet-Metal Screw 4,2X9,5 (20 Pcs.) | 2038 | 12.39
| S101580 | Sealing Ring Ø 60 mm | 2039 | 8.76
| S101559 | Siphon Cup | 2040 | 22.87
| S101606 | Hose Of Syphon | 2041 | 13.36
| S101581 | Sealing Ring Syphon | 2042 | 11.28
| S101298 | Cap Blind Scu | 2044 | 22.74
| S100869 | Sealant Strip Scu | 2044 | 25.03
| S62727 | Grommet 20 Mm. (15 Pcs) | 2045 | 26.03
| S101607 | Grommet ø25xø35x2 Mm. (5 Pcs) | 2046 | 17.99
| S101605 | Sealant Return Central Heating | 2047 | 26.03
| 7701753 | Sealing Ring Flue Ø 100 (5 Pcs.) | 2048 | 50.78
| S101726 | Fan 65-90kW | 3001 | 545.74
| S57488 | Venturi 90kW | 3002 | 75.97
| S101520 | Air Inlet Damper 90kW | 3003 | 17.84
| S101573 | Gas Supply Pipe 3/4" | 3005 | 70.93
| S101597 | Gas Combi-Block 90kW | 3006 | 254.38
| 7606393 | Gas Combi-Block 90kW VK 230Volt Propane | 3006 | 383.19
| S101565 | Seal 83mm With Valve (45-115kW) | 3007 | 10.85
| S54777 | Gasket For Venturi 45-90kW (5 pcs) | 3008 | 19.43
| S48512 | Screw M5X10 (10 Pcs.) | 3009 | 11.41
| S101592 | Venturi Gasket Set 90kW | 3010 | 32.1
| S56155 | Gasket 23,8x17,7x2mm (20 Pcs.) | 3011 | 16.24
| S101519 | Wire clamp (5 pcs.) | 3012 | 9.12
| S54755 | Nut Flange M6 (20 Pcs.) | 3013 | 13.54
| S100055 | Nut M5 (20 Pcs.) | 3014 | 10.69
| S57827 | Flange For Gas Combi-Block | 3015 | 25.03
| S57828 | O-Ring gas pipe Ø 26.8 X 22 X 2.5 (5 Pcs | 3016 | 9.95
| 7817316 | Main PCB CU-GH08 | 4001 | 206.19
| 7665228 | PCB CB-03 | 4002 | 58.85
| 7669597 | Control panel MK2 2.0 | 4003 | 144.74
| 7665229 | Control Box | 4004 | 186.33
| 7701771 | Fuse Glass 2.5 Amp (5 Pcs.) | 4005 | 16.24
| 7665230 | Switch On/Off | 4006 | 32.1
| 7665231 | Serviceconnector | 4007 | 36.11
| 7633327 | Configuration Storage Unit CSU-01 | 4008 | 23.03
| S101554 | Cable For Pump PCU | 4009 | 8.79
| 7701705 | Cable Set ELV | 4010 | 41.74
| 7701699 | Cable Set 230V (45 -90 kW) | 4011 | 32.1
| S100845 | Cable power supply (L = 1500 Mm.) | 4012 | 39.14
| 7851360 | Control panel MK3 Remeha (1.94.2) | 4014 | 323.74
| 7665234 | Cable set (Controlbox intern) | 4015 | 56.98
| S101514 | Clamp ( 2 Pcs.) | 4017 | 12.8
| 7774497 | Print PCB SCB-10 | 4020 | 228.06
| 7690425 | Cable BUS Interface | 4021 | 21.15
| S101555 | Cable power for SCU | 4022 | 23.9
| 7721890 | SCB box | 4023 | 139.71
| S100862 | Tulle Scu (5 Pcs.) | 4024 | 21.87
| 7721859 | Board GTW 25 | 4026 | 283.73
| S100763 | INTERFACE 0-10 VOLT | 4027 | 184.22
| 7701709 | Cable IF01 | 4028 | 17.55
| S101509 | Screw 7985 M4X8 (5 Pcs.) | 4030 | 12.59
| 7624619 | Transformer Ignition | 4031 | 38.27
| S101632 | Sensor Water Pressure | 4032 | 40.14
| 7623837 | NTC 10K(2) and double NTC 10K (1) | 4033 | 23.16
| 7740176 | Flue Gas Sensor NTC 2x 20K | 4034 | 19.87
| 7609044 | CABLE POWER PUMP PWM |  | 31.95
| 7609017 | CABLE PUMP PWM |  | 9.79
| 7848607 | Cable three way valve |  | 9.35
| 7731327 | Connector outdoor temp. sensor (white) |  | 5.94
| 7731328 | Connector boiler temp. sensor (blue) |  | 5.94
| 7710047 | Service set A 55-115 kW |  | 76.28
| 7710048 | Service set B 55-115 kW |  | 132.23
| 7710049 | Service set C 55-115 kW |  | 137.98
Remeha Quinta ACE 115 EXP
Producto | Referencia | Descripcion | Posicion | PVP
Remeha Quinta ACE 115 EXP | 7699574 | Casing Front Panel | 1001 | 165.61
| 7699595 | Cover Drop Down Remeha | 1002 | 103.73
| S101517 | Wall Bracket | 1003 | 15.27
| S101403 | Stud Quarter Retainer | 1005 | 15.68
| 7702357 | Boiler Light 24V | 1006 | 91.24
| 7699614 | Heat Exchanger 90-115kW | 2001 | 3437.5
| S101564 | Inspection Hatch Heat Exchanger | 2002 | 196.96
| S57477 | Burner 90-115kW | 2003 | 566.04
| 7702138 | Electrode Ignition/Ionisation | 2004 | 42.3
| S53489 | Gasket for electrode (10 Pcs.) | 2005 | 15.83
| S59118 | Glass Inspection Set | 2006 | 13.8
| S54731 | Insulation Front Plate Heat Exchanger | 2007 | 80.44
| S57241 | Gasket Front Plate | 2008 | 23.16
| S54755 | Nut Flange M6 (20 Pcs.) | 2009 | 13.54
| S58661 | Stud Bolt M6X16 (4 Pcs) + loctite | 2009 | 62.86
| S100052 | Screw M4X10 (20 Pcs.) | 2010 | 19.71
| S48950 | Screw M4 X 10 (50 Pcs.) | 2015 | 14.83
| 7631936 | Flue Gas Pipe Ø 100 Mm. | 2016 | 62.17
| 7701752 | Sealing Ring Flue Ø 100 (5 Pcs.) | 2017 | 50.78
| S101563 | Flue Gas Pipe / Air Inlet Connection Pip | 2019 | 32.23
| S62233 | Plug For Air Inlet Measure Point (5 Pcs) | 2020 | 19.43
| S62232 | Screw Cap Flue Gas Measure Point (5 Pcs. | 2021 | 21.15
| S101643 | Sealing Ring Ø 100 (5 Pcs.) | 2022 | 50.78
| S100901 | Fixing Strip Heat Exchanger | 2024 | 14.96
| S59659 | Tule For Flue Gas Sensor (5 Pcs.) | 2025 | 13.16
| S101572 | Flow Pipe Assembly | 2026 | 226.75
| S101608 | Air vent | 2028 | 19.99
| S100737 | Sealing Ring 44X32X4 (5 Pcs.) | 2029 | 12.03
| S101576 | Wire clamp 28-35 (5 pcs.) | 2030 | 9.1
| 7605371 | Hairpin Spring 9.4 mm (5x) | 2031 | 11.72
| S101570 | Hose silicone 8x2x740 mm | 2033 | 16.68
| S101558 | Syphon Assembly (Upper) | 2037 | 14.83
| S14254 | Sheet-Metal Screw 4,2X9,5 (20 Pcs.) | 2038 | 12.39
| S101580 | Sealing Ring Ø 60 mm | 2039 | 8.76
| S101559 | Siphon Cup | 2040 | 22.87
| S101606 | Hose Of Syphon | 2041 | 13.36
| S101581 | Sealing Ring Syphon | 2042 | 11.28
| S101298 | Cap Blind Scu | 2044 | 22.74
| S100869 | Sealant Strip Scu | 2044 | 25.03
| S62727 | Grommet 20 Mm. (15 Pcs) | 2045 | 26.03
| S101607 | Grommet ø25xø35x2 Mm. (5 Pcs) | 2046 | 17.99
| S101605 | Sealant Return Central Heating | 2047 | 26.03
| 7701753 | Sealing Ring Flue Ø 100 (5 Pcs.) | 2048 | 50.78
| S100036 | Fan 115kW | 3001 | 821.29
| S101595 | Venturi 115kW | 3002 | 169.34
| S101578 | Air Inlet Damper 115kW | 3003 | 44.9
| S101515 | Gas Pipe complete | 3005 | 103.16
| S101510 | Gas Combi-Block 115kW | 3006 | 320.14
| 7614500 | Coil for Gasvalve | 3006 | 12.16
| S101565 | Seal 83mm With Valve (45-115kW) | 3007 | 10.85
| S100058 | O-Ring 70X3 mm (5 Pcs.) | 3008 | 25.75
| S100468 | Screw M5X12 (10 Pcs.) | 3009 | 11.9
| S101593 | Venturi Gasket Set 115kW | 3010 | 65.18
| S100363 | Gasket 33X2 (10 Pcs.) | 3010 | 9.28
| S56156 | Gasket Timer 30x21x3mm (10 Pcs.) | 3011 | 18.56
| S101519 | Wire clamp (5 pcs.) | 3012 | 9.12
| S54755 | Nut Flange M6 (20 Pcs.) | 3013 | 13.54
| S100055 | Nut M5 (20 Pcs.) | 3014 | 10.69
| S101631 | Nozzle Venturi | 3016 | 21.31
| S100054 | Screw DIN912 M6X16 (20 Pcs.) | 3017 | 12.44
| S101664 | Set Avec Joints Venturi-nozzle | 3018 | 31.51
| 7817316 | Main PCB CU-GH08 | 4001 | 206.19
| 7665228 | PCB CB-03 | 4002 | 58.85
| 7669597 | Control panel MK2 2.0 | 4003 | 144.74
| 7665229 | Control Box | 4004 | 186.33
| 7701771 | Fuse Glass 2.5 Amp (5 Pcs.) | 4005 | 16.24
| 7665230 | Switch On/Off | 4006 | 32.1
| 7665231 | Serviceconnector | 4007 | 36.11
| 7633327 | Configuration Storage Unit CSU-01 | 4008 | 23.03
| S101554 | Cable For Pump PCU | 4009 | 8.79
| 7701705 | Cable Set ELV | 4010 | 41.74
| 7701700 | Cable Set 230V (115 kW) | 4011 | 32.1
| S100845 | Cable power supply (L = 1500 Mm.) | 4012 | 39.14
| 7851360 | Control panel MK3 Remeha (1.94.2) | 4014 | 323.74
| 7665234 | Cable set (Controlbox intern) | 4015 | 56.98
| S101514 | Clamp ( 2 Pcs.) | 4017 | 12.8
| 7774497 | Print PCB SCB-10 | 4020 | 228.06
| 7690425 | Cable BUS Interface | 4021 | 21.15
| S101555 | Cable power for SCU | 4022 | 23.9
| 7721890 | SCB box | 4023 | 139.71
| S100862 | Tulle Scu (5 Pcs.) | 4024 | 21.87
| 7721859 | Board GTW 25 | 4026 | 283.73
| S100763 | INTERFACE 0-10 VOLT | 4027 | 184.22
| 7701709 | Cable IF01 | 4028 | 17.55
| S101509 | Screw 7985 M4X8 (5 Pcs.) | 4030 | 12.59
| 7624619 | Transformer Ignition | 4031 | 38.27
| S101632 | Sensor Water Pressure | 4032 | 40.14
| 7623837 | NTC 10K(2) and double NTC 10K (1) | 4033 | 23.16
| 7740176 | Flue Gas Sensor NTC 2x 20K | 4034 | 19.87
| 7609044 | CABLE POWER PUMP PWM |  | 31.95
| 7609017 | CABLE PUMP PWM |  | 9.79
| 7848607 | Cable three way valve |  | 9.35
| 7731327 | Connector outdoor temp. sensor (white) |  | 5.94
| 7731328 | Connector boiler temp. sensor (blue) |  | 5.94
| 7710047 | Service set A 55-115 kW |  | 76.28
| 7710048 | Service set B 55-115 kW |  | 132.23
| 7710049 | Service set C 55-115 kW |  | 137.98

## Aquanta
Aquanta 1
Producto | Referencia | Descripcion | Posicion | PVP
Aquanta 1 | S59326 | Cover Plate Boiler | 1001 | 192.8
| S100024 | Front Casing With Hinge | 1003 | 113.11
| S59336 | Strip Panel | 1004 | 36.11
| S59333 | Front Plate | 1006 | 112.8
| S100027 | Casing Left/Right | 1007 | 160.7
| S100029 | Casing Top Panel 60/100 | 1008 | 136.7
| S100028 | Casing Top Panel 80/80 | 1009 | 161.58
| S14254 | Sheet-Metal Screw 4,2X9,5 (20 Pcs.) | 1010 | 12.39
| S62218 | Mounting Plate | 1011 | 38.7
| S15524 | Bolt M 8 X 16 (10 Pcs.) | 1012 | 18.71
| S62228 | Washer Ø 8,4Mm (10 Pcs.) | 1013 | 19.99
| S32898 | Sheet-Metal Screw 4,2X16 (10 Pcs.) | 1015 | 19.71
| S43799 | Door Snapper Male (10 Pcs.) | 1016 | 15.27
| S43798 | Door Snapper Female (10 Pcs.) | 1017 | 28.35
| S59378 | Rubber For Cables | 1018 | 21.87
| S62198 | Sealing Cap 31,5-3 (5 Pcs.) | 1019 | 17.55
| S62199 | Sealing Cap 36,5-3 (5 Pcs.) | 1020 | 18.14
| S62200 | Screw M5X8 (10 Pcs.) | 1021 | 15.55
| S46841 | Schraube 4,2 X 50 Din 7981C (20 Pcs.) | 1022 | 18.71
| S62185 | Screw KB30x8 (10 pieces) | 1024 | 9.53
| S62974 | Door Snapper Female (10 Pcs.) | 1025 | 21.43
| S100030 | Screw M5X80 | 1026 | 32.79
Producto | Referencia | Descripcion | Posicion | PVP
Aquanta 2 | S100006 | Heat Exchanger 18Kw. | 2001 | 762.88
| S100007 | Heat Exchanger Front Plate 18Kw | 2002 | 330.94
| S62741 | Burner 24/28Kw | 2003 | 68.05
| S62743 | Electrode Ignition/Ionisation | 2004 | 38.55
| S59118 | Glass Inspection Set | 2005 | 13.8
| 7619579 | Insulation Front Plate Heat Exchanger | 2006 | 54.54
| S62742 | Cover Plate For Burner | 2007 | 38.86
| S48950 | Screw M4 X 10 (50 Pcs.) | 2008 | 14.83
| S100033 | Piping Set Hydraulic | 2009 | 159.73
| S62728 | Vent Auto Air Bleed Device | 2010 | 26.78
| S100025 | Cap Airvent (5 Pcs.) | 2010 | 12.13
| 7731069 | Pump conversion kit to A-labeled pump | 2011 | 605.03
| 7791320 | Pump 24-39kW | 2011 | 335.26
| S100015 | Siphon Assembly | 2012 | 27.34
| S58733 | Sensor Temperature (2 Pcs.) | 2013 | 47.78
| S59596 | Gasket coverplate heat exchanger (10 pie | 2014 | 74.38
| S103172 | Gasket for burner (5 pcs.) | 2015 | 40.14
| S62718 | O-Ring 94Ø X 2 (10 Pcs.) | 2016 | 19.71
| S62105 | Gasket For Electrode (10 Pcs.) | 2017 | 14.67
| S59586 | Hairpin Spring 18 Mm (10 Pcs.) | 2018 | 22
| S58731 | Hairpin Spring Pump 18Mm (10 Pcs.) | 2019 | 17.55
| S59597 | O-Ring 18Ø X 2.8 (10 Pcs.) | 2020 | 13.16
| S56155 | Gasket 23,8x17,7x2mm (20 Pcs.) | 2021 | 16.24
| S59578 | Screw M5X8 (20 Pcs.) | 2022 | 13.6
| S54755 | Nut Flange M6 (20 Pcs.) | 2023 | 13.54
| S58730 | O-Ring 17X4 (10 Pcs.) | 2025 | 13.16
| S59365 | Pressure Gauge | 2026 | 34.26
| S59311 | Supply Pipe Boiler Expansionvessel | 2027 | 43.74
| S59305 | Supply Pipe Boiler | 2028 | 64.61
| S59310 | Returnpipe Heating | 2029 | 56.41
| S40824 | Clamp Ring 22Mm (10 Pcs.) | 2030 | 16.99
| S46023 | Nut For 22Mm Copper Tail (10 Pcs.) | 2031 | 38.11
| S63241 | Expansion Vessel 16,5L. | 2032 | 234.38
| S62479 | Clamp For Hose (10 Pcs.) | 2033 | 25.62
| S56157 | Gasket Ø 18.3 X 12.7 X2 Mm. (10 Pcs.) | 2034 | 12.8
| S59376 | Hose Connector 3/4"X 20,5 | 2035 | 33.38
| S46850 | Valve Non Return 1/4" | 2036 | 36.98
| S63354 | Vent 1/4" | 2037 | 39.71
| S62193 | T- Coupling | 2038 | 100.44
| S59343 | T- Coupling | 2039 | 87.05
| S62195 | Condensate Drain | 2040 | 103.16
| S59364 | Clamp For Pipes 14-16Mm | 2041 | 36.7
| S35469 | Bolt M6X12 (10 Pcs.) | 2042 | 19.99
| S58398 | Safety Pressure Relief Valve ½" | 2043 | 31.23
| S55703 | Filling And Drain Cock ½" | 2044 | 43.18
| S58767 | Flue Gas Pipe (2x) | 2045 | 32.79
| S59291 | FLUE GAS EXHAUST LTV.60/100 | 2046 | 93.29
| S57163 | Screw Cap Measure Point Flue Gas Pipe (2 | 2047 | 13.8
| S62232 | Screw Cap Flue Gas Measure Point (5 Pcs. | 2048 | 21.15
| S62233 | Plug For Air Inlet Measure Point (5 Pcs) | 2049 | 19.43
| S62234 | Sealring 60Mm (5 Pcs.) | 2050 | 29.91
| S62231 | Seal Ø 257Mm X 120Mm X 7Mm (5 Pcs.) | 2051 | 65.74
| S62239 | Flexibel Tube Purge Valve | 2052 | 25.03
| S44483 | Nut M 8 (10 Pcs.) | 2053 | 14.37
| S62394 | Sealing Ring Syphon (10 Pcs.) | 2054 | 22.74
| S58757 | Hairpin Spring 17Mm(10 Pcs.) | 2055 | 21.43
| S62585 | Hairpin Spring (5 Pcs.) | 2056 | 15.83
| S62586 | O-Ring Ø 9.19 X 2.62 (10 Pcs.) | 2057 | 18.71
| S62528 | Adapter By-Pass | 2058 | 23.75
| S62531 | Adapter By-Pass | 2059 | 20.15
| S62433 | O-Ring Ø 12.5 X 2 (10 Pcs.) | 2060 | 12.54
| S62532 | Valve Press Relief For R/F By-Pass | 2061 | 11.28
| S100197 | Airvent Pump | 2062 | 51.94
| S62527 | Tube Bypass | 2063 | 86.92
| S100026 | Cap Airvent Pump(5 Pcs.) | 2064 | 9.74
| S14254 | Sheet-Metal Screw 4,2X9,5 (20 Pcs.) | 2065 | 12.39
| S62719 | Gasket front plate - mixing chamber (10 | 2066 | 40.58
| S100013 | Cover Gas/Air Chamber | 2067 | 112.8
Producto | Referencia | Descripcion | Posicion | PVP
Aquanta 3 | S100011 | Fan Assembly 24V | 3001 | 300
| S58683 | Venturi | 3002 | 86.04
| S58709 | Air Supply Silencer | 3003 | 55.1
| S101038 | Piping Set Gas | 3004 | 110.79
| S58685 | Gas Combination Block | 3005 | 156.26
| S45182 | Gasket For Flue Fan (10 Pcs.) | 3006 | 19.12
| S58739 | O-Ring 63Ø X 3 (10 Pcs.) | 3007 | 16.68
| S58762 | O-Ring 14.5Ø X 2 ( 10 Pcs.) | 3008 | 9.46
| S56155 | Gasket 23,8x17,7x2mm (20 Pcs.) | 3009 | 16.24
| S46687 | Nut Flange M5 (10 Pcs.) | 3010 | 8.76
| S59149 | Screw M6X12 (15 Pcs.) | 3011 | 12.44
| S58757 | Hairpin Spring 17Mm(10 Pcs.) | 3012 | 21.43
| S59308 | Gas Supply Pipe | 3013 | 61.58
| S37365 | Clamp Ring 15Mm (10 Pcs.) | 3014 | 24.88
| S58766 | Nut For 15Mm Copper Tail (10 Pcs.) | 3015 | 27.19
| S59465 | Union Nut 3/4" (5 Pcs.) | 3016 | 125.47
| S100199 | Nut 1/2" X 8 (5 Pcs.) | 3017 | 37.86
Producto | Referencia | Descripcion | Posicion | PVP
Aquanta 4 | 7631143 | Control board Bic327 | 4001 | 432.09
| S62407 | Display Print Board | 4002 | 167.77
| S100012 | Transformer Ignition Incl. Electrode Ign | 4003 | 59.29
| S100181 | Cable Set | 4004 | 203.03
| S59367 | Screw KB35x12 (10 pieces) | 4006 | 13.16
| S62185 | Screw KB30x8 (10 pieces) | 4007 | 9.53
| S62229 | Controlpanel Front | 4008 | 122.15
| S59360 | Controlpanel Back | 4009 | 76.97
| S33974 | Screw M4 X 16 (10 Pcs.) | 4010 | 16.68
| S62187 | Grommet Ø21 Blind (6 Pcs.) | 4011 | 19.99
| S59378 | Rubber For Cables | 4012 | 21.87
| S43561 | Fuse Glass 2 Amp Slow (10 Pcs.) | 4013 | 41.87
| S14510 | Fuse 4 Amp Slow Acting (10 Pcs.) | 4013 | 40.01
| S59379 | Rubber For Cables | 4014 | 21.87
| S59372 | Cable Clamp | 4015 | 12.85
| S62186 | Screw Kb30X16 (10 Pcs.) | 4016 | 16.11
| S62192 | T Sensor Calorifier | 4017 | 111.38
| S59365 | Pressure Gauge | 4018 | 34.26
| S62379 | Cover Controller | 4019 | 32.23
| S62184 | Fuse Holder | 4020 | 22.74
| S14254 | Sheet-Metal Screw 4,2X9,5 (20 Pcs.) | 4021 | 12.39
| S100229 | Switch On/Off |  | 17.99
Producto | Referencia | Descripcion | Posicion | PVP
Aquanta 5 | S58747 | Plate Heat Exchanger | 5001 | 141.3
| S59132 | Actuator Three Way Valve | 5002 | 79.28
| S62125 | Hydro Block Right | 5003 | 280.16
| S100217 | Three-Way Valve | 5003 | 82.01
| S62537 | Hydro Block Left | 5004 | 290.08
| S63011 | Cartridge For Hydroblock 1-W | 5006 | 87.92
| S58730 | O-Ring 17X4 (10 Pcs.) | 5007 | 13.16
| S59131 | O-Ring (20 Pcs.) | 5008 | 17.71
| S59135 | Hairpin Spring 15,2Mm (10 Pcs.) | 5009 | 14.96
| S56155 | Gasket 23,8x17,7x2mm (20 Pcs.) | 5010 | 16.24
| S59141 | Screw M5X18 (15 Pcs.) | 5011 | 13.16
| S59578 | Screw M5X8 (20 Pcs.) | 5012 | 13.6
| S100032 | Filter System Or Plate X Primary Flow (5 | 5013 | 18.43
| S59286 | Calorifier | 5014 | 2018.68
| S62194 | T- Coupling | 5015 | 95.27
| S56157 | Gasket Ø 18.3 X 12.7 X2 Mm. (10 Pcs.) | 5016 | 12.8
| 7679241 | Pump Uper 15-30 (for sanitary use only) | 5017 | 320.58
| S59315 | Return Pipe Sanitary | 5018 | 58.26
| S59306 | Dhw Boiler - Calorifier Pipe | 5019 | 68.77
| S59307 | Supply Pipe Sanitary | 5020 | 42.74
| S59309 | Returnpipe Pump - Boiler Domestic Water | 5021 | 65.33
| S59313 | PIPE CIRCULATION COLD WATER | 5022 | 79.16
| S59465 | Union Nut 3/4" (5 Pcs.) | 5024 | 125.47
| S58766 | Nut For 15Mm Copper Tail (10 Pcs.) | 5025 | 27.19
| S56156 | Gasket Timer 30x21x3mm (10 Pcs.) | 5026 | 18.56
| S37365 | Clamp Ring 15Mm (10 Pcs.) | 5027 | 24.88
| S62156 | Union Nut 1" (5 Pcs.) | 5028 | 41.15
| S62192 | T Sensor Calorifier | 5029 | 111.38
| S59302 | Adjusting Foot | 5030 | 35.41
| S59377 | Plug 3/4" | 5031 | 129.79
| S62235 | Inspectionhatch Boiler | 5032 | 208.2
| S62238 | Gasketring Boiler | 5033 | 19.56
| S62237 | Brace Inspectionhatch Boiler | 5034 | 34.82
| S62236 | Foam Lid Boiler | 5035 | 29.91
| S62715 | Gasket Ø 14,5X8,5X2 (10 Pcs.) | 5036 | 22.87
| S55703 | Filling And Drain Cock ½" | 5037 | 43.18
| S44483 | Nut M 8 (10 Pcs.) | 5038 | 14.37
Producto | Referencia | Descripcion | Posicion | PVP
Aquanta 9 | S59580 | BRUSCH |  | 66.56
| S62372 | TEMPERATURE SENSOR ZAF 250 G/T |  | 130.56
| S62379 | Cover Controller |  | 32.23
| S62385 | SCHR.DRAAIER INBUS S=4 |  | 63.74
| S62385 | SCHR.DRAAIER INBUS S=4

## CaloraTower
Calora Tower Gas 25 1
Producto | Referencia | Descripcion | Posicion | PVP
Calora Tower Gas 15S-25S 1 | 200018958 | Bottom plate. | 1001 | 59.42
| 300024451 | Adjustable foot | 1002 | 1.23
| 200020420 | Frame | 1003 | 405.31
| 7844897 | Sealing ring 9x2mm (25 meter) | 1004 | 28.06
| S100465 | ADAPTER FLUE 80/125 | 1005 | 45.93
| 200018975 | Cover | 1006 | 49.34
| 300024870 | Seal cover-frame | 1007 | 12.34
| 300024391 | Seal Casing Siphon | 1008 | 42.74
| 7649269 | Heat exchanger, 15-25 kW | 1009 | 836.69
| S100911 | Air Supply Damper | 1010 | 25.03
| S101005 | Sensor Temperature Hl | 1011 | 20.87
| S101507 | Gas Combination Block with Throttle | 1012 | 135.26
| S100890 | Electrode Ignition/Ionisation | 1013 | 45.33
| S100854 | Flue Gas Exhaust Pipe Ø 80 (28Kw) | 1014 | 144.74
| S101003 | Sensor Temperaturentc (2 Pcs.) | 1015 | 15.83
| S100894 | Condensate Collector 253Mm | 1016 | 93.24
| S100888 | Gasket Heatechanger-Condensate Collector | 1017 | 14.31
| S100886 | Fan Assembly Rg118 - R14,2X1 | 1017 | 226.47
| S100878 | Fan Assembly Rg118 - R19,5X1 | 1018 | 255.82
| S100882 | Cover Gas/Air Chamber 220X84 Mm. | 1019 | 120.15
| S100881 | Seal Ro. 83Mm With Valve (28Kw) | 1020 | 20.87
| 7843662 | Automatic air vent | 1021 | 28.63
| S100572 | Transformer Ignition | 1022 | 53.82
| S100850 | Cap Measure Point Flue Gas Pipe | 1023 | 29.07
| S100879 | Burner 28 kW 198 mm | 1024 | 97.71
| 300024610 | Syphon | 1025 | 20.59
| S100906 | Sealing Ring Siphon | 1026 | 13.42
| 300003563 | PVC hose D20x16 |  | 4.63
| 300026675 | Condensate drain hose |  | 9.02
Producto | Referencia | Descripcion | Posicion | PVP
Calora Tower Gas 15S-25S 2 | 300026383 | Flow pipe heat exchanger (before 10-2017 | 2001 | 34.67
| 7691421 | Flow pipe heat exchanger (after 10-2017) | 2001 | 51.37
| 300026381 | Return pipe heat exchanger (before 10-20 | 2004 | 14.19
| 7691423 | Return pipe heat exchanger (after 10-201 | 2004 | 41.15
| 300024415 | Distributing pipe | 2005 | 30.79
| 7853675 | Valve drain 1/4" | 2006 | 26.34
| S100835 | Hairpin clips 16 mm (2x 5 pieces) | 2007 | 21.87
| 200022010 | Safety valve 3.5 bar | 2008 | 22.44
| S100829 | Safety Pressure Relief Valve With Pipe | 2008 | 67.93
| S59597 | O-Ring 18Ø X 2.8 (10 Pcs.) | 2009 | 13.16
| 7766394 | Gas supply pipe G1/2" | 2010 | 44.31
| 300024447 | Pump support | 2011 | 6.35
| S59141 | Screw M5X18 (15 Pcs.) | 2012 | 13.16
| S100822 | Hydroblock right + actuator + pressure s | 2013 | 172.81
| S100823 | Actuator With Three-Way-Valve | 2014 | 88.2
| S100821 | Pressure Sensor | 2015 | 28.5
| S100832 | Clip 26 With Handle (10 Pcs.) | 2016 | 16.68
| S100703 | PUMP A | 2017 | 926.23
| S100827 | Connection piece hydroblock DS | 2018 | 100.85
| S100813 | Clip 26 (20 Pcs.) | 2019 | 16.24
| S100815 | O-Ring 76X4 (5 Pcs.) | 2020 | 23.9
| S100810 | C-Ring 25,2X17Mm. (20 Pcs.) | 2021 | 21.15
| 300025159 | Returnpipe under pump | 2022 | 55.54
| S100816 | O-Ring 22X2.5 (10 Pcs.) | 2023 | 17.71
| 300025174 | Pipe bracket | 2024 | 7.4
| 300025173 | Plug. | 2025 | 6.63
| 300025162 | Pipe return pump - heatexchanger | 2026 | 56.69
| 94950154 | Plug G1" | 2027 | 7.38
| 300000021 | Plug G3/4" | 2028 | 3.42
| S100925 | Expansion Vessel | 2029 | 206.47
| 300024507 | Junction 3/8". | 2030 | 17.71
| S100814 | Clip 10,3 (5 Pcs.) | 2031 | 10.61
| 300024428 | Flexible pipe expansion Vessel. | 2032 | 17.55
| S100825 | Screw K50X12 (20 Pcs.) | 2033 | 14.19
| S100837 | Plug (10 Pcs.) | 2034 | 27.06
| S59586 | Hairpin Spring 18 Mm (10 Pcs.) | 2036 | 22
| 7691445 | O-ring 18x2,8 (10 Pcs.) | 2037 | 15.68
| 94908643 | MOTOR 230V-120S VC6982ZZ29 |  | 160.86
| S100954 | Hose Clamp (10 Pcs) |  | 64.17
Producto | Referencia | Descripcion | Posicion | PVP
Calora Tower Gas 15S-25S 3 | 300025178 | Control Panel. | 3001 | 25.03
| S100859 | Display Print | 3002 | 176.4
| S100852 | Protection Cover | 3003 | 25.75
| 7684459 | Screw kit EJOT KB 35x12 (10 pieces) | 3004 | 28.91
| 300024464 | Hook control panel. | 3005 | 6.63
| 300024488 | White Bipolar Switch | 3006 | 2.78
| 200019187 | Support electronic boards. | 3007 | 152.5
| 300025092 | Cover electronic boards. | 3008 | 22.15
| 200018121 | Primary controller PCU-192. | 3009 | 293.67
| 300025621 | Connector 2Pins OT (Green). | 3010 | 6.63
| 7845092 | 3-pin connector power supply | 3010 | 22.31
| 200018713 | Secondary control unit slave 191. | 3011 | 110.23
| 300026390 | Cable main input 230V. | 3012 | 15.68
| 300024878 | Cable PCU switch 230V. | 3013 | 11.64
| 300024880 | Harness 230V. | 3014 | 36.55
| 300024881 | Cable three way valve. | 3015 | 10.05
| 300024882 | Cable pump. | 3016 | 15.68
| 300024883 | Cable harness 24V. | 3017 | 55.69
| 300024885 | Cable flat 10P | 3018 | 10.05
| 300024886 | Cable flat 26P | 3018 | 11.03
| 300024884 | Cable bus interface | 3020 | 8.58
| S103300 | PCB Su-01 | 3021 | 75.25
| 7602482 | Board Print, Storage Unit Parameter Psu0 | 3037 | 28.5
| S101681 | Cable SCU 230V |  | 11.95
Producto | Referencia | Descripcion | Posicion | PVP
Calora Tower Gas 15S-25S 4 | 7824693 | Frontpanel complete | 4001 | 104.75
| 200019786 | Set springs front panel(10x) | 4002 | 16.24
| 7824691 | Side panel | 4003 | 112.23
| 7775692 | Door complete white | 4004 | 298.56
| 300024448 | Coverplate. | 4005 | 33.95
| 200020598 | Lighting Unit. | 4006 | 175.69
Producto | Referencia | Descripcion | Posicion | PVP
Tank 100 HL | 200019498 | Trap Assy T.A.S. + Tubesensor D=112 | 2 | 132.51
| 7824677 | Titanium anode | 3 | 82.29
| 7687067 | Seal set 7 mm + support ring 5 mm | 4 | 23.75
| 95362447 | Sensor KVT 60 2m. | 5 | 23.03
| 7741305 | Connector for DHW sensor | 6 | 5.4
| 95362441 | Temperature sensor T7335D1016. | 7 | 7.38
| 300024887 | Cable DHW Sensor | 8 | 7.79
| 200011579 | Connector TA L=2500mm | 9 | 13.93
| 300024943 | Insulation flange | 10 | 7.02
| 300024957 | Plate heat exchanger/regulation | 11 | 15.83
| 300024956 | Plate heat exchanger E6THx18 G3/4" | 12 | 196.12
| 300024451 | Adjustable foot | 13 | 1.23
| 200019651 | Set with screws for hotwater vessel | 14 | 20.28
| 200019652 | Set Gaskets | 15 | 33.23
| 300024986 | Pump Sanitary ZRS 15/4-3 KU. | 16 | 206.35
| 300025672 | Pipe DHW | 17 | 13.7
| 300008956 | Conn RAST 5 2pts TA | 19 | 2.08
| 94902073 | Valve drain 1/2"without gasket | 20 | 9.84
| 94950143 | Plug F 3/4" | 22 | 6.63
| 300024958 | Pipe plate heatexchanger left. | 23 | 41.87
| 300024960 | Pipe plate heat exchanger right | 24 | 38.42
| 300024961 | Pipe plate heat exchanger | 25 | 26.47
| 300027740 | Pipe plastic 22x19mm L=530mm | 26 | 3.14
| 7843631 | Cable grommet 300x350x10 (10 pieces) | 27 | 34.82
| 300024993 | Gasket filter 3/4" | 29 | 11.46
| 7824791 | Diaphragm D6.2mm with gaskets | 30 | 53.97
| 300025671 | Pipe purgation. | 31 | 20.87
| 7853675 | Valve drain 1/4" | 32 | 26.34
| 200021528 | One way Valve | 33 | 8.15
| 7824693 | Frontpanel complete | 35 | 104.75
| 300024461 | Side panel 555. | 36 | 34.67
| 300024983 | Rear Panel 100 | 37 | 52.81
| 200011579 | Connector TA L=2500mm | 44 | 13.93
Producto | Referencia | Descripcion | Posicion | PVP
Tank 160 SL | 89490548 | Enamelled hatch | 2 | 20.59
| 7824677 | Titanium anode | 3 | 82.29
| 7687067 | Seal set 7 mm + support ring 5 mm | 4 | 23.75
| 7741305 | Connector for DHW sensor | 5 | 5.4
| 200011579 | Connector TA L=2500mm | 6 | 13.93
| 300024943 | Insulation flange | 7 | 7.02
| 95362448 | KVT-sensor | 8 | 29.35
| 300008956 | Conn RAST 5 2pts TA | 9 | 2.08
| 300024941 | Pipe DHW. | 10 | 12.7
| 300024942 | Pipe DCW. | 11 | 12.28
| 200019243 | Front panel advance complete | 12 | 76.84
| 300024462 | Side panel 834. | 13 | 44.74
| 300024982 | Rear panel 160 | 14 | 67.77
| 94902073 | Valve drain 1/2"without gasket | 15 | 9.84
| 300024451 | Adjustable foot | 16 | 1.23
| 94950143 | Plug F 3/4" | 17 | 6.63
| 200019651 | Set with screws for hotwater vessel | 18 | 20.28
| 200019652 | Set Gaskets | 19 | 33.23
| 300025681 | Pipe Black 18x730mm |  | 16.24
Producto | Referencia | Descripcion | Posicion | PVP
Tank 220 SHL | 89530517 | Trap enamelled ST 75 | 1001 | 49.5
| 7824677 | Titanium anode | 1002 | 82.29
| 7687067 | Seal set 7 mm + support ring 5 mm | 1003 | 23.75
| 7741305 | Connector for DHW sensor | 1004 | 5.4
| 95362441 | Temperature sensor T7335D1016. | 1005 | 7.38
| 300024887 | Cable DHW Sensor | 1006 | 7.79
| 200011579 | Connector TA L=2500mm | 1007 | 13.93
| 300025713 | Tank sensor 5M with Edge Connector | 1008 | 29.07
| 95320186 | Cable clamp PA 268/RO | 1009 | 7.38
| 300024956 | Plate heat exchanger E6THx18 G3/4" | 1010 | 196.12
| 300024957 | Plate heat exchanger/regulation | 1011 | 15.83
| 300024961 | Pipe plate heat exchanger | 1012 | 26.47
| 300025422 | Location Plate Solar Pipes. | 1013 | 10.41
| 300025673 | Plate regulation protection. | 1014 | 5.76
| 7800817 | Pump Para 15-130/7-50/SC-6 with cable | 1015 | 228.78
| 7800817 | Pump Para 15-130/7-50/SC-6 with cable | 1015 | 228.78
| 300025671 | Pipe purgation. | 1016 | 20.87
| 300024958 | Pipe plate heatexchanger left. | 1017 | 41.87
| 300024979 | Pipe domestic hot water/ mixing valve. | 1018 | 44.46
| 300024986 | Pump Sanitary ZRS 15/4-3 KU. | 1019 | 206.35
| 7853675 | Valve drain 1/4" | 1020 | 26.34
| 200021528 | One way Valve | 1021 | 8.15
| 7824791 | Diaphragm D6.2mm with gaskets | 1024 | 53.97
| 300024959 | Pipe plate heat exchanger right. | 1025 | 21.74
| 300024943 | Insulation flange | 1026 | 7.02
| 300024978 | Pipe Domestic cold water/ mixing valve. | 1027 | 46.62
| 94902073 | Valve drain 1/2"without gasket | 1028 | 9.84
| 94914302 | Non return valve CV18/DN15 | 1029 | 5.35
| 7824693 | Frontpanel complete | 1030 | 104.75
| 300024980 | Pipe mixing valve. | 1031 | 29.91
| 300024463 | Side panel | 1032 | 53.97
| 300024981 | Rear panel 220 | 1033 | 80.44
| 300024451 | Adjustable foot | 1034 | 1.23
| 300024969 | Automatic vent. | 1035 | 110.95
| 94950143 | Plug F 3/4" | 1036 | 6.63
| 300024970 | Drain cock. | 1037 | 78.98
| 300024971 | Solar return unit. | 1038 | 176.97
| 300024997 | Pipe connection Expansion Vessel. | 1039 | 44.18
| 300024972 | Pipe flow Solar. | 1040 | 58.7
| 300024974 | Pipe return Solar. | 1041 | 48.34
| 300025449 | Hose ribbed DN22 3/4" L=990mm. | 1042 | 6.55
| 300025675 | Thermostatic mixing valve | 1043 | 190.8
| 300024977 | Bracket for two pipes D18-D20. | 1044 | 10.31
| 300024976 | Hose ribbed 1/2" LG1000mm. | 1045 | 37.42
| 115821 | Plug G1/2" | 1046 | 5.14
| 7630422 | Sol plus Controller | 1047 | 755.84
| 300019281 | Can glycol 2.5L | 1048 | 21.23
| 200019651 | Set with screws for hotwater vessel | 1049 | 20.28
| 200019652 | Set Gaskets | 1050 | 33.23
| 300023163 | Insulation disk | 1051 | 9.64
| 200022319 | Valve draining/filling + pipe | 1052 | 140.3
| 300025677 | Pipe flow break red D18 L102 | 1053 | 7.94
| 300025680 | Pipe plastic yellow 18 x 435 mm | 1054 | 9.84
| 300025682 | Pipe plastic purple 18 x 1025mm | 1055 | 19.12
| 300024410 | Panel top |  | 9.15
| 300010846 | Collectorsensor FKP6 LG.2.5M |  | 35.26
Producto | Referencia | Descripcion | Posicion | PVP
Calora Tower Gas 35S 1 | 200018958 | Bottom plate. | 1001 | 59.42
| 300024451 | Adjustable foot | 1002 | 1.23
| 200020420 | Frame | 1003 | 405.31
| 7844897 | Sealing ring 9x2mm (25 meter) | 1004 | 28.06
| S100465 | ADAPTER FLUE 80/125 | 1005 | 45.93
| 200018975 | Cover | 1006 | 49.34
| 300024870 | Seal cover-frame | 1007 | 12.34
| 300024391 | Seal Casing Siphon | 1008 | 42.74
| 7649272 | Heat Exchanger 35kW | 1009 | 944.17
| S101523 | Air Supply Damper 40kW | 1010 | 28.5
| S101005 | Sensor Temperature Hl | 1011 | 20.87
| S101507 | Gas Combination Block with Throttle | 1012 | 135.26
| S100890 | Electrode Ignition/Ionisation | 1013 | 45.33
| S101199 | Flue Gas Exhaust Pipe Ø 80 (40Kw) | 1014 | 119.15
| S101003 | Sensor Temperaturentc (2 Pcs.) | 1015 | 15.83
| S101181 | Condensate Collector 338Mm | 1016 | 77.25
| S101179 | Gasket Heatechanger-Condensate Collector | 1017 | 11.46
| S101184 | Fan Assembly Rg118 - R21,5X1 (40Kw) | 1018 | 307.06
| S101185 | Cover Gas/Air Chamber 306X99 Mm. | 1019 | 179.57
| S101198 | Seal Ro. 83Mm With Valve (40kW) | 1020 | 28.35
| 7843662 | Automatic air vent | 1021 | 28.63
| S100572 | Transformer Ignition | 1022 | 53.82
| S100850 | Cap Measure Point Flue Gas Pipe | 1023 | 29.07
| S101524 | Burner 40 kW 284 mm | 1024 | 143.89
| 300024610 | Syphon | 1025 | 20.59
| S100906 | Sealing Ring Siphon | 1026 | 13.42
| 300003563 | PVC hose D20x16 |  | 4.63
| 300026675 | Condensate drain hose |  | 9.02
Producto | Referencia | Descripcion | Posicion | PVP
Calora Tower Gas 35S 2 | 300026383 | Flow pipe heat exchanger (before 10-2017 | 2001 | 34.67
| 7691421 | Flow pipe heat exchanger (after 10-2017) | 2001 | 51.37
| 300026381 | Return pipe heat exchanger (before 10-20 | 2004 | 14.19
| 7691423 | Return pipe heat exchanger (after 10-201 | 2004 | 41.15
| 300024415 | Distributing pipe | 2005 | 30.79
| 7853675 | Valve drain 1/4" | 2006 | 26.34
| S100835 | Hairpin clips 16 mm (2x 5 pieces) | 2007 | 21.87
| 200022010 | Safety valve 3.5 bar | 2008 | 22.44
| S100829 | Safety Pressure Relief Valve With Pipe | 2008 | 67.93
| S59597 | O-Ring 18Ø X 2.8 (10 Pcs.) | 2009 | 13.16
| 7766394 | Gas supply pipe G1/2" | 2010 | 44.31
| 300024447 | Pump support | 2011 | 6.35
| S59141 | Screw M5X18 (15 Pcs.) | 2012 | 13.16
| S100822 | Hydroblock right + actuator + pressure s | 2013 | 172.81
| S100823 | Actuator With Three-Way-Valve | 2014 | 88.2
| S100821 | Pressure Sensor | 2015 | 28.5
| S100832 | Clip 26 With Handle (10 Pcs.) | 2016 | 16.68
| S100703 | PUMP A | 2017 | 926.23
| S100827 | Connection piece hydroblock DS | 2018 | 100.85
| S100813 | Clip 26 (20 Pcs.) | 2019 | 16.24
| S100815 | O-Ring 76X4 (5 Pcs.) | 2020 | 23.9
| S100810 | C-Ring 25,2X17Mm. (20 Pcs.) | 2021 | 21.15
| 300025159 | Returnpipe under pump | 2022 | 55.54
| S100816 | O-Ring 22X2.5 (10 Pcs.) | 2023 | 17.71
| 300025174 | Pipe bracket | 2024 | 7.4
| 300025173 | Plug. | 2025 | 6.63
| 300025162 | Pipe return pump - heatexchanger | 2026 | 56.69
| 94950154 | Plug G1" | 2027 | 7.38
| 300000021 | Plug G3/4" | 2028 | 3.42
| S100925 | Expansion Vessel | 2029 | 206.47
| 300024507 | Junction 3/8". | 2030 | 17.71
| S100814 | Clip 10,3 (5 Pcs.) | 2031 | 10.61
| 300024428 | Flexible pipe expansion Vessel. | 2032 | 17.55
| S100825 | Screw K50X12 (20 Pcs.) | 2033 | 14.19
| S100837 | Plug (10 Pcs.) | 2034 | 27.06
| S59586 | Hairpin Spring 18 Mm (10 Pcs.) | 2036 | 22
| 7691445 | O-ring 18x2,8 (10 Pcs.) | 2037 | 15.68
| 94908643 | MOTOR 230V-120S VC6982ZZ29 |  | 160.86
| S100954 | Hose Clamp (10 Pcs) |  | 64.17
| 7616735 | Safety Valve 8 Bar |  | 81.44
Producto | Referencia | Descripcion | Posicion | PVP
Calora Tower Gas 35S 3 | 300025178 | Control Panel. | 3001 | 25.03
| S100859 | Display Print | 3002 | 176.4
| S100852 | Protection Cover | 3003 | 25.75
| 7684459 | Screw kit EJOT KB 35x12 (10 pieces) | 3004 | 28.91
| 300024464 | Hook control panel. | 3005 | 6.63
| 300024488 | White Bipolar Switch | 3006 | 2.78
| 200019187 | Support electronic boards. | 3007 | 152.5
| 300025092 | Cover electronic boards. | 3008 | 22.15
| 200018121 | Primary controller PCU-192. | 3009 | 293.67
| 300025621 | Connector 2Pins OT (Green). | 3010 | 6.63
| 7845092 | 3-pin connector power supply | 3010 | 22.31
| 200018713 | Secondary control unit slave 191. | 3011 | 110.23
| 300026390 | Cable main input 230V. | 3012 | 15.68
| 300024878 | Cable PCU switch 230V. | 3013 | 11.64
| 300024880 | Harness 230V. | 3014 | 36.55
| 300024881 | Cable three way valve. | 3015 | 10.05
| 300024882 | Cable pump. | 3016 | 15.68
| 300024883 | Cable harness 24V. | 3017 | 55.69
| 300024885 | Cable flat 10P | 3018 | 10.05
| 300024886 | Cable flat 26P | 3018 | 11.03
| 300024884 | Cable bus interface | 3020 | 8.58
| S103300 | PCB Su-01 | 3021 | 75.25
| 7602372 | Board Print, Storage Unit Parameter Psu0 | 3037 | 27.91
| S101681 | Cable SCU 230V |  | 11.95
Producto | Referencia | Descripcion | Posicion | PVP
Calora Tower Gas 35S 4 | 7824693 | Frontpanel complete | 4001 | 104.75
| 200019786 | Set springs front panel(10x) | 4002 | 16.24
| 7824691 | Side panel | 4003 | 112.23
| 7775692 | Door complete white | 4004 | 298.56
| 300024448 | Coverplate. | 4005 | 33.95
| 200020598 | Lighting Unit. | 4006 | 175.69

## Gas210Eco
Gas 210
Producto | Referencia | Descripcion | Posicion | PVP
Gas 210 | S54802 | Display Print Board | 2 | 143.61
| S57953 | Dust Cap For Pc/Pda Connection (5 Pcs.) | 3 | 19.99
| 53578 | Cover Instrumenten Panel | 3 | 147.34
| 56113 | Instrument Panel Support | 4 | 61.73
| S6778 | Fuse Glass 6,30 Amp Slow (10 Pcs.) | 5 | 34.39
| S55152 | Transformer (24V Control Supply) Ckz0501 | 6 | 361.73
| 57307 | Sealing Ring (2-Lips) Ø 150 Mm. | 8 | 8.35
| 53561 | Flue Gas Exhaust Plate Alu Ø 150 Mm Incl | 9 | 71.81
| 57306 | Flue Gas Pipe Alu Ø 150 Mm Incl. Measure | 9 | 61.01
| 53562 | Sealing Spigot For Mounting Clip Ø 150 M | 10 | 11.82
| 55210 | Air Inlet Basket | 11 | 59.86
| S100291 | Neoprene Gasket Strip 20X6 Mm (10 Metre) | 12 | 52.81
| 59127 | Identification Plate | 13 | 38.55
| 44091 | Grommet Ø 60 Mm | 15 | 6.89
| 55125 | Grommet Feedthrough Ø 60 Mm. | 16 | 3.03
| 51231 | Badge "Remeha" | 17 | 18.99
| S62288 | Tulle For Flue Gas Pipe | 18 | 10.31
| S49297 | Sensor Flue Gas Temperature Ntc 12Kohm 3 | 19 | 55.69
| 55133 | Flue Gas Pipe Alu Ø 80/150 Mm 80 Kw | 20 | 259.57
| 55134 | Flue Gas Pipe Alu Ø 100/150 Mm 120 Kw | 20 | 272.93
| 54025 | Flue Gas Pipe Alu Ø 150 Mm 160 Kw | 20 | 142.15
| S100419 | Casing Panel Handle | 21 | 26.91
| 57308 | Plug Alum. Ø 60 Mm | 22 | 32.38
| S101206 | Flue gas renovation set 80 kW | 23 | 496.83
| S101207 | Flue gas renovation set 120 kW | 23 | 435.54
| S101208 | Flue gas renovation set 160 kW | 23 | 414.67
| S52481 | End Section Left | 25 | 1934.36
| S57040 | Set Plugs 5 Pieces For Heat Exchanger | 25 | 31.66
| S52482 | Intermediate Section | 26 | 2005.01
| S100643 | Silicone Sealant Rtv 106 | 27 | 66.18
| S100543 | Dowel Ø 8 X 20 (10 Pcs.) | 28 | 19.43
| S35458 | Gasket For Inspection Glass (5 Pcs.) | 29 | 13.26
| S45004 | Glass Inspection 32x32x3mm + gasket | 30 | 31.95
| S54822 | Mounting Frame (For Inspection Glass) | 31 | 11.62
| S100535 | Screw 7985 M4X8 (10 Pcs.) | 32 | 14.52
| S41601 | Air Bleed 1/8" | 34 | 17.4
| S100544 | O-Ring 50, 17X5,33 (10 Pcs.) | 35 | 30.94
| S58243 | Flow Connection Piece Gas 210 Eco | 36 | 567.48
| S44698 | Sensor Temperature (Flow And Return) El | 37 | 29.35
| S100550 | O-Ring 37,69X3,53 (10 Pcs.) | 38 | 24.88
| S100557 | Return Water Distribution Pipe 3 Sect. - | 39 | 84.89
| S100558 | Return Water Distribution Pipe 4 Sect. - | 39 | 86.33
| S100559 | Return Water Distribution Pipe 5 Sect. - | 39 | 87.2
| S100560 | Return Water Distribution Pipe 6 Sect. - | 39 | 88.36
| S53553 | Burner For 3 Sections - 80 Kw | 40 | 528.06
| S53554 | Burner For 4 Sections - 120 Kw | 40 | 709.19
| S53555 | Burner For 5 Sections - 160 Kw | 40 | 876.96
| S57988 | Burner For 6 Sections - 200 Kw | 40 | 1160.71
| S100551 | Gasket For Burner (1 Pcs.) | 41 | 31.95
| 55120 | Mixing Tube | 42 | 111.51
| 55128 | O-Ring 72,63 X 3,53 | 42 | 2.42
| 55122 | Mixing Piece Above - 80 Kw | 42 | 291.08
| S59650 | Gasket Fan | 43 | 18.43
| S53556 | Fan Ebm G1G170 | 44 | 1439.12 | Obsoleto
| S100305 | O-Ring 110X3,5 Mm (10 Pcs.) | 45 | 28.5
| S59171 | Lubricant For Ims - Gas 210 Eco | 46 | 29.5
| S58116 | Print Ims | 46 | 259.57
| S53566 | Service Set Ims Complete 80 Kw | 46 | 1989.9
| S53567 | Service Set Ims Complete 120, 160 And 20 | 46 | 2256.79
| 46046 | Gasket Ø 44X33X2 | 47 | 2.78
| 58088 | Gas Supply Pipe 1" | 48 | 52.81
| 56036 | Gas Supply Pipe 3/4" - 80 Kw | 48 | 49.5
| 55168 | Gasnut Nr. 310 ¾" | 49 | 2.88
| S58262 | Gasfilter For Gasmultiblock Cg20, Gas 21 | 50 | 72.96
| S62930 | Gas Multi Block Cg20R-R03Gh5- 120, 160 E | 50 | 1834.08
| S53571 | Gasbloc Vr8615Vb1002 - 80 Kw | 50 | 402.87
| 54022 | Gas Supply Pipe 5/4" X 3/4" - 80 Kw | 51 | 105.76
| 55698 | Pressure Differential Switch Mounting Pl | 52 | 23.59
| 53931 | Mounting Ring Huba | 53 | 1.13
| S53568 | Pressure Differential Switch Huba 605.99 | 54 | 186.76
| S45968 | Air-Press. Differential Switch Huba 605. | 54 | 211.51
| S100582 | Connection Piece Return | 56 | 371.21
| S100532 | Plug 3/8" | 57 | 14.19
| S55703 | Filling And Drain Cock ½" | 58 | 43.18
| S101368 | Sealing Silicon Red Ø 7 Mm (5M) | 59 | 47.9
| S100545 | Frontplate heatexchanger 80 kW | 60 | 155.82
| S100546 | Frontplate heatexchanger 120 kW | 60 | 170.93
| S100547 | Frontplate heatexchander 160 kW | 60 | 197.4
| S100548 | Frontplate heatexchander 200 kW | 60 | 223.59
| 7664004 | Insulation front plate HEX 3 sections | 60 | 55.26
| 7664005 | Insulation front plate HEX 4 sections | 60 | 71.81
| 7664006 | Insulation front plate HEX 5 sections | 60 | 80.44
| 7664007 | Insulation front plate HEX 6 sections | 60 | 100.28
| S100549 | Stud M8X20Mm (25 Pcs.) | 61 | 22.15
| S100556 | Nut M8 (25 Pcs.) | 62 | 43.3
| S100561 | Tie Rod M08 Set Gas 210 - 3 Sections | 63 | 103.44
| S100562 | Tie Rod M08 Set Gas 210 - 4 Sections | 63 | 111.95
| S100563 | Tie Rod M08 Set Gas 210 - 5 Sections | 63 | 121.59
| S100564 | Tie Rod M08 Set Gas 210 - 6 Sections | 63 | 140.42
| S100088 | Washer Ø 8,4Mm (25 Pcs.) | 64 | 14.14
| S100538 | Spring Washer Ø 20 X 8,2 X 1,0 (20 Pcs.) | 65 | 16.99
| S59818 | Nut M 8 (20 Pcs.) | 66 | 18.71
| S44483 | Nut M 8 (10 Pcs.) | 66 | 14.37
| S53489 | Gasket for electrode (10 Pcs.) | 67 | 15.83
| S53564 | Ignition Electrode | 68 | 35.98
| S56002 | Ignition Cable Complete | 69 | 75.4
| S100542 | Frame Bottom (Polyester) | 71 | 1029.49
| S15524 | Bolt M 8 X 16 (10 Pcs.) | 72 | 18.71
| 51174 | Bolt M 8 X 70 | 73 | 0.72
| S100552 | Siphon Model "P" Ø 32 | 74 | 58.57
| 55136 | Mounting Bracket | 75 | 5.58
| S100536 | Pipe Pvc | 76 | 33.23
| 55683 | Mounting Stirrup | 77 | 13.83
| 57048 | Flue Gas Discharge Pipe | 78 | 841.14
| 57614 | Flow Water Distribution Pipe Gas 210 Eco | 79 | 97.71
| S100565 | Bushing 241 1.1/2X5/4 | 80 | 25.19
| S52484 | CLEANING KNIFE L=360MM |  | 16.11
| S55561 | Maintenance Kit (Different Gaskets And E |  | 159.57
| S58286 | Cleaning knife L=460 mm |  | 22.95
| S100633 | Heat Exchanger 80 Kw |  | 5107.41
| S100634 | Heat Exchanger 120 Kw |  | 6541.06
| S100635 | Heat Exchanger 160 Kw |  | 7970.96
| S100636 | Heat Exchanger 200 Kw |  | 9414.53
| 53822 | Cover Plate Condensate Collector |  | 23.16
| S55166 | PRINT INT.TEM4SW2.5 |  | 361.6
| S14510 | Fuse 4 Amp Slow Acting (10 Pcs.) |  | 40.01
| S43562 | Fuse Glass 3,15 Amp Slow (10 Pcs.) |  | 103.03
| S43563 | Fuse Glass 2 Amp Fast (10 Pcs.) |  | 30.79
| S55048 | Cable For Gasbloc 80 kW |  | 96.55
| S55049 | Cable (E25) For Gasbloc 120, 160, 200 Kw |  | 40.58
| S56003 | Flat Cable Disp/Tem/Am3 |  | 78.56
| S58276 | Sensor Cable Harnas |  | 20.71
| S59996 | Cable Ims |  | 42.15
| S59997 | Cable Ventilator |  | 29.66
| S59998 | Flat Cable Tem/Am3 |  | 35.83
| S59999 | Flat Cable Display |  | 23.75
| S59997 | Cable Ventilator
| S59998 | Flat Cable Tem/Am3
| S59999 | Flat Cable Display
Gas 210 V2 1
Producto | Referencia | Descripcion | Posicion | PVP
Gas 210 V2 1 | S55144 | Casing Front | 1001 | Obsoleto
| S59455 | Casing Back | 1002 | 524.61
| 55210 | Air Inlet Basket | 1003 | 59.86
| S100419 | Casing Panel Handle | 1004 | 26.91
| 55683 | Mounting Stirrup | 1005 | 13.83
| 53562 | Sealing Spigot For Mounting Clip Ø 150 M | 1006 | 11.82
| S100291 | Neoprene Gasket Strip 20X6 Mm (10 Metre) | 1007 | 52.81
| 44091 | Grommet Ø 60 Mm | 1008 | 6.89
| 55125 | Grommet Feedthrough Ø 60 Mm. | 1009 | 3.03
| S55561 | Maintenance Kit (Different Gaskets And E |  | 159.57
Producto | Referencia | Descripcion | Posicion | PVP
Gas 210 V2 2 | S52481 | End Section Left | 2001 | 1934.36
| S52482 | Intermediate Section | 2002 | 2005.01
| S62173 | End Section Right | 2003 | 2701.69
| S44698 | Sensor Temperature (Flow And Return) El | 2004 | 29.35
| S53564 | Ignition Electrode | 2005 | 35.98
| S35458 | Gasket For Inspection Glass (5 Pcs.) | 2006 | 13.26
| S45004 | Glass Inspection 32x32x3mm + gasket | 2007 | 31.95
| S100535 | Screw 7985 M4X8 (10 Pcs.) | 2008 | 14.52
| S53489 | Gasket for electrode (10 Pcs.) | 2012 | 15.83
| S100550 | O-Ring 37,69X3,53 (10 Pcs.) | 2013 | 24.88
| S100557 | Return Water Distribution Pipe 3 Sect. - | 2014 | 84.89
| S100558 | Return Water Distribution Pipe 4 Sect. - | 2014 | 86.33
| S100559 | Return Water Distribution Pipe 5 Sect. - | 2014 | 87.2
| S100560 | Return Water Distribution Pipe 6 Sect. - | 2014 | 88.36
| S100582 | Connection Piece Return | 2015 | 371.21
| S55703 | Filling And Drain Cock ½" | 2016 | 43.18
| S101368 | Sealing Silicon Red Ø 7 Mm (5M) | 2017 | 47.9
| S100545 | Frontplate heatexchanger 80 kW | 2018 | 155.82
| S100546 | Frontplate heatexchanger 120 kW | 2018 | 170.93
| S100547 | Frontplate heatexchander 160 kW | 2018 | 197.4
| S100548 | Frontplate heatexchander 200 kW | 2018 | 223.59
| 7664004 | Insulation front plate HEX 3 sections | 2018 | 55.26
| 7664005 | Insulation front plate HEX 4 sections | 2018 | 71.81
| 7664006 | Insulation front plate HEX 5 sections | 2018 | 80.44
| 7664007 | Insulation front plate HEX 6 sections | 2018 | 100.28
| S100556 | Nut M8 (25 Pcs.) | 2019 | 43.3
| S54822 | Mounting Frame (For Inspection Glass) | 2020 | 11.62
| S100549 | Stud M8X20Mm (25 Pcs.) | 2020 | 22.15
| S100561 | Tie Rod M08 Set Gas 210 - 3 Sections | 2021 | 103.44
| S100562 | Tie Rod M08 Set Gas 210 - 4 Sections | 2021 | 111.95
| S100563 | Tie Rod M08 Set Gas 210 - 5 Sections | 2021 | 121.59
| S100564 | Tie Rod M08 Set Gas 210 - 6 Sections | 2021 | 140.42
| S44483 | Nut M 8 (10 Pcs.) | 2022 | 14.37
| S100088 | Washer Ø 8,4Mm (25 Pcs.) | 2023 | 14.14
| S100538 | Spring Washer Ø 20 X 8,2 X 1,0 (20 Pcs.) | 2024 | 16.99
| S100643 | Silicone Sealant Rtv 106 | 2025 | 66.18
| 57307 | Sealing Ring (2-Lips) Ø 150 Mm. | 2028 | 8.35
| S49297 | Sensor Flue Gas Temperature Ntc 12Kohm 3 | 2029 | 55.69
| S62288 | Tulle For Flue Gas Pipe | 2030 | 10.31
| S59452 | Flue Gas Pipe Ø 150 160 Kw | 2031 | 205.75
| S59680 | Flue Gas Pipe Ø 80 80 Kw | 2031 | 101.72
| S59681 | Flue Gas Pipe Ø 100 120 Kw | 2031 | 111.8
| S101206 | Flue gas renovation set 80 kW | 2031 | 496.83
| S101207 | Flue gas renovation set 120 kW | 2031 | 435.54
| S101208 | Flue gas renovation set 160 kW | 2031 | 414.67
| S62122 | Sealant Cap 60 Mm | 2032 | 32.38
| S101206 | Flue gas renovation set 80 kW | 2033 | 496.83
| S101207 | Flue gas renovation set 120 kW | 2033 | 435.54
| S59449 | Coverplate Condensate Collector 160 Kw | 2033 | 297.12
| 57048 | Flue Gas Discharge Pipe | 2034 | 841.14
| S59672 | Ignition Cable Complete | 2035 | 71.09
| 51174 | Bolt M 8 X 70 | 2036 | 0.72
| S15524 | Bolt M 8 X 16 (10 Pcs.) | 2037 | 18.71
| S100291 | Neoprene Gasket Strip 20X6 Mm (10 Metre) | 2038 | 52.81
| S100542 | Frame Bottom (Polyester) | 2039 | 1029.49
| 55136 | Mounting Bracket | 2040 | 5.58
| S100536 | Pipe Pvc | 2041 | 33.23
| S100552 | Siphon Model "P" Ø 32 | 2042 | 58.57
| S100532 | Plug 3/8" | 2044 | 14.19
| S100567 | Flow Water Distribution Pipe Gas 210 Eco | 2045 | 127.06
| S41601 | Air Bleed 1/8" | 2046 | 17.4
| 57306 | Flue Gas Pipe Alu Ø 150 Mm Incl. Measure | 2047 | 61.01
| S59450 | Flue Gas Exhaust 80/150 Mm 80Kw | 2047 | 58.42
| S59451 | Flue Gas Exhaust 100/150 Mm 120Kw | 2047 | 63.3
| S59453 | Flue Gas Exhaust 150 Mm 160Kw | 2047 | 64.17
| 53562 | Sealing Spigot For Mounting Clip Ø 150 M | 2048 | 11.82
| S100544 | O-Ring 50, 17X5,33 (10 Pcs.) | 2050 | 30.94
| S100565 | Bushing 241 1.1/2X5/4 | 2051 | 25.19
| S100543 | Dowel Ø 8 X 20 (10 Pcs.) |  | 19.43
| S52484 | CLEANING KNIFE L=360MM |  | 16.11
| S55561 | Maintenance Kit (Different Gaskets And E |  | 159.57
| S57040 | Set Plugs 5 Pieces For Heat Exchanger |  | 31.66
| S100633 | Heat Exchanger 80 Kw |  | 5107.41
| S100634 | Heat Exchanger 120 Kw |  | 6541.06
| S100635 | Heat Exchanger 160 Kw |  | 7970.96
| S100636 | Heat Exchanger 200 Kw |  | 9414.53
Producto | Referencia | Descripcion | Posicion | PVP
Gas 210 V2 3 | S62161 | Gasbloc Vr8615Vb1002 - 80 Kw | 3001 | 378.41
| S62928 | Gas Multi Block Cg20-R03Gh5 Cf 1Z- 120, | 3001 | 1465.16
| S53556 | Fan Ebm G1G170 | 3002 | 1439.12
| S59171 | Lubricant For Ims - Gas 210 Eco | 3003 | 29.5
| S58116 | Print Ims | 3003 | 259.57
| S53566 | Service Set Ims Complete 80 Kw | 3003 | 1989.9
| S53567 | Service Set Ims Complete 120, 160 And 20 | 3003 | 2256.79
| S53553 | Burner For 3 Sections - 80 Kw | 3004 | 528.06
| S53554 | Burner For 4 Sections - 120 Kw | 3004 | 709.19
| S53555 | Burner For 5 Sections - 160 Kw | 3004 | 876.96
| S57988 | Burner For 6 Sections - 200 Kw | 3004 | 1160.71
| 55120 | Mixing Tube | 3005 | 111.51
| 54022 | Gas Supply Pipe 5/4" X 3/4" - 80 Kw | 3006 | 105.76
| 56036 | Gas Supply Pipe 3/4" - 80 Kw | 3007 | 49.5
| 58088 | Gas Supply Pipe 1" | 3007 | 52.81
| S53568 | Pressure Differential Switch Huba 605.99 | 3008 | 186.76
| S45968 | Air-Press. Differential Switch Huba 605. | 3008 | 211.51
| S62275 | Air-Press. Differential Switch Huba 200 | 3008 | 172.52
| S100305 | O-Ring 110X3,5 Mm (10 Pcs.) | 3010 | 28.5
| 46046 | Gasket Ø 44X33X2 | 3011 | 2.78
| 55168 | Gasnut Nr. 310 ¾" | 3012 | 2.88
| S100551 | Gasket For Burner (1 Pcs.) | 3013 | 31.95
| 53931 | Mounting Ring Huba | 3014 | 1.13
| S59650 | Gasket Fan | 3015 | 18.43
| 55698 | Pressure Differential Switch Mounting Pl | 3020 | 23.59
| S55561 | Maintenance Kit (Different Gaskets And E |  | 159.57
Producto | Referencia | Descripcion | Posicion | PVP
Gas 210 V2 4 | S59208 | Pc Board Display | 4002 | 135.82
| S59207 | Front Cover Instrument Panel | 4003 | 66.05
| S57953 | Dust Cap For Pc/Pda Connection (5 Pcs.) | 4003 | 19.99
| S55152 | Transformer (24V Control Supply) Ckz0501 | 4004 | 361.73
| S59671 | Cable Set Complete Wiring Harness | 4005 | 481
| S55049 | Cable (E25) For Gasbloc 120, 160, 200 Kw | 4005 | 40.58
| S59238 | Cover Plate Compensating Controller | 4006 | 17.99
| S59277 | On/Off Switch (5 Pcs.) | 4007 | 34.26
| 55193 | Module Indication On/Off Am-3-10 | 4010 | 127.63
| S59457 | Top Plate Controlbox | 4011 | 162.45
| S55561 | Maintenance Kit (Different Gaskets And E |  | 159.57

## Gas210Pro
Gas 210 Pro 1
Producto | Referencia | Descripcion | Posicion | PVP
Gas 210 Pro 1 | S100606 | Casing Front | 1001 | 976.39
| S100610 | Casing Back | 1002 | 1029.49
| S100599 | Air Inlet Basket | 1003 | 46.75
| S100534 | Screw 7985 M6X50 (5 Pcs.) | 1004 | 25.19
| 55683 | Mounting Stirrup | 1005 | 13.83
| S100553 | Sealing Ø 150 Mm. (1 Pcs.) | 1006 | 31.79
| S100291 | Neoprene Gasket Strip 20X6 Mm (10 Metre) | 1007 | 52.81
| S100539 | Grommet Ø 60 Mm. (5 Pcs.) | 1008 | 46.75
| S100614 | Set Grommets (Red, Bleu And Yellow) | 1009 | 97.71
| S100603 | Sealing Ring Ø 160 | 1010 | 32.23
Producto | Referencia | Descripcion | Posicion | PVP
Gas 210 Pro 2 | S52481 | End Section Left | 2001 | 1934.36
| S52482 | Intermediate Section | 2002 | 2005.01
| S57040 | Set Plugs 5 Pieces For Heat Exchanger | 2003 | 31.66
| S62173 | End Section Right | 2003 | 2701.69
| S44698 | Sensor Temperature (Flow And Return) El | 2004 | 29.35
| S100604 | Electrode Ignition/Ionisation | 2005 | 60.42
| S35458 | Gasket For Inspection Glass (5 Pcs.) | 2006 | 13.26
| S100554 | Inspection Glass With Mounting Frame | 2007 | 29.22
| S100535 | Screw 7985 M4X8 (10 Pcs.) | 2008 | 14.52
| S100592 | Hose Connection Ø 6Mm - 3/8" | 2009 | 68.21
| S53489 | Gasket for electrode (10 Pcs.) | 2012 | 15.83
| S100550 | O-Ring 37,69X3,53 (10 Pcs.) | 2013 | 24.88
| S100557 | Return Water Distribution Pipe 3 Sect. - | 2014 | 84.89
| S100558 | Return Water Distribution Pipe 4 Sect. - | 2014 | 86.33
| S100559 | Return Water Distribution Pipe 5 Sect. - | 2014 | 87.2
| S100560 | Return Water Distribution Pipe 6 Sect. - | 2014 | 88.36
| S100582 | Connection Piece Return | 2015 | 371.21
| S55703 | Filling And Drain Cock ½" | 2016 | 43.18
| S101368 | Sealing Silicon Red Ø 7 Mm (5M) | 2017 | 47.9
| S100545 | Frontplate heatexchanger 80 kW | 2018 | 155.82
| S100546 | Frontplate heatexchanger 120 kW | 2018 | 170.93
| S100547 | Frontplate heatexchander 160 kW | 2018 | 197.4
| S100548 | Frontplate heatexchander 200 kW | 2018 | 223.59
| S100556 | Nut M8 (25 Pcs.) | 2019 | 43.3
| S100549 | Stud M8X20Mm (25 Pcs.) | 2020 | 22.15
| S100561 | Tie Rod M08 Set Gas 210 - 3 Sections | 2021 | 103.44
| S100562 | Tie Rod M08 Set Gas 210 - 4 Sections | 2021 | 111.95
| S100563 | Tie Rod M08 Set Gas 210 - 5 Sections | 2021 | 121.59
| S100564 | Tie Rod M08 Set Gas 210 - 6 Sections | 2021 | 140.42
| S44483 | Nut M 8 (10 Pcs.) | 2022 | 14.37
| S100088 | Washer Ø 8,4Mm (25 Pcs.) | 2023 | 14.14
| S100538 | Spring Washer Ø 20 X 8,2 X 1,0 (20 Pcs.) | 2024 | 16.99
| S100643 | Silicone Sealant Rtv 106 | 2025 | 66.18
| S100543 | Dowel Ø 8 X 20 (10 Pcs.) | 2026 | 19.43
| S62122 | Sealant Cap 60 Mm | 2027 | 32.38
| 57307 | Sealing Ring (2-Lips) Ø 150 Mm. | 2028 | 8.35
| S100600 | Clamp Pieces Flue Gas Pipe | 2029 | 34.98
| S100850 | Cap Measure Point Flue Gas Pipe | 2030 | 29.07
| S100593 | Flue Gas Pipe | 2031 | 179.44
| S100591 | Sealant Cap | 2032 | 12.75
| S100587 | Coverplate Condensate Collector 80 Kw | 2033 | 329.19
| S100588 | Coverplate Condensate Collector 120 Kw | 2033 | 315.96
| S100589 | Coverplate Condensate Collector 160 Kw | 2033 | 329.19
| S100590 | Coverplate Condensate Collector 200 Kw | 2033 | 302.59
| S100291 | Neoprene Gasket Strip 20X6 Mm (10 Metre) | 2038 | 52.81
| S100542 | Frame Bottom (Polyester) | 2039 | 1029.49
| S100536 | Pipe Pvc | 2041 | 33.23
| S100552 | Siphon Model "P" Ø 32 | 2042 | 58.57
| S100586 | Flow Connection Piece | 2043 | 244.02
| S100532 | Plug 3/8" | 2044 | 14.19
| S100567 | Flow Water Distribution Pipe Gas 210 Eco | 2045 | 127.06
| S100533 | Plug 1/2" | 2046 | 14.96
| S100544 | O-Ring 50, 17X5,33 (10 Pcs.) | 2050 | 30.94
| S100566 | Bushing | 2051 | 56.69
| S100565 | Bushing 241 1.1/2X5/4 | 2052 | 25.19
| 7664004 | Insulation front plate HEX 3 sections | 2060 | 55.26
| 7664005 | Insulation front plate HEX 4 sections | 2060 | 71.81
| 7664006 | Insulation front plate HEX 5 sections | 2060 | 80.44
| 7664007 | Insulation front plate HEX 6 sections | 2060 | 100.28
| S100637 | Maintenance Kit (Different Gaskets And E |  | 127.06
| S100633 | Heat Exchanger 80 Kw |  | 5107.41
| S100634 | Heat Exchanger 120 Kw |  | 6541.06
| S100635 | Heat Exchanger 160 Kw |  | 7970.96
| S100636 | Heat Exchanger 200 Kw |  | 9414.53
| 114317 | PLUG FLUE GAS SWITCH
Producto | Referencia | Descripcion | Posicion | PVP
Gas 210 Pro 3 | S100575 | Valve Gas Multi Block Vrb20Va1001 (160/2 | 3001 | 1252.49
| S100617 | Venturi with gas valve 80/120 kW (G20) | 3001 | 836.97
| S101384 | Coil (2 Pcs.) for Gasblock Vrb20Va1001 | 3001 | 600.99
| S100576 | Ventilator Rg148 | 3002 | 1024.74
| S100611 | Fan Ebm G1G170 | 3002 | 1354.24
| S100574 | Venturi Compound | 3003 | 568.05
| S53553 | Burner For 3 Sections - 80 Kw | 3004 | 528.06
| S53554 | Burner For 4 Sections - 120 Kw | 3004 | 709.19
| S53555 | Burner For 5 Sections - 160 Kw | 3004 | 876.96
| S57988 | Burner For 6 Sections - 200 Kw | 3004 | 1160.71
| S100580 | Mixing Piece/Angle 80 - 120 Kw | 3005 | 119.15
| S100581 | Mixing Piece 160 - 200 Kw | 3005 | 143.74
| S100579 | Gas Supply Pipe 80 - 120 kW | 3006 | 201.15
| S100616 | Pipe Gas Supply 160-200 kW | 3006 | 285.04
| S100597 | Air Supply Silencer 80-120 Kw | 3007 | 57.26
| S100598 | Air Supply Silencer 160 - 200 Kw | 3007 | 62.45
| S100613 | Pressure differential switch Huba | 3008 | 178.72
| S100618 | Locking Ring | 3009 | 14.01
| S100572 | Transformer Ignition | 3010 | 53.82
| S56151 | Gasket (Fan To Venturi) | 3011 | 11.87
| S100632 | Gasket (5 Pcs.) | 3012 | 47.62
| S100551 | Gasket For Burner (1 Pcs.) | 3013 | 31.95
| S100058 | O-Ring 70X3 mm (5 Pcs.) | 3014 | 25.75
| S100305 | O-Ring 110X3,5 Mm (10 Pcs.) | 3015 | 28.5
| S100056 | Gasket 27Mm O/D X 20Mm I/D X 2,5Mm (5 Pc | 3016 | 45.33
| S100585 | Bend Gas Pipe | 3017 | 203.03
| S100624 | Gasket Venturi (5 Pcs.) | 3018 | 38.27
| S100619 | O-Ring Ø 52,39X3,53 (5 Pcs.) | 3019 | 12.88
| S21473 | Washer Spring Ring A4,3 (10 Pcs.) | 3020 | 12.44
| S14254 | Sheet-Metal Screw 4,2X9,5 (20 Pcs.) | 3021 | 12.39
| S100602 | Angle Profile | 3022 | 34.39
| S100601 | Mounting Plate For Transformer | 3023 | 30.22
| S100541 | Bolt M8X60 (5 Pcs.) | 3024 | 16.99
| S44483 | Nut M 8 (10 Pcs.) | 3025 | 14.37
| S46687 | Nut Flange M5 (10 Pcs.) | 3026 | 8.76
| S100537 | Bolt M5X12 (10 Pcs.) | 3027 | 14.52
| S100570 | Bolt M5X20 (10 Pcs.) | 3028 | 115.98
| S103279 | Pressure Test Nipple 1/8" (2x) Incl Loct | 3029 | 22.74
| S15524 | Bolt M 8 X 16 (10 Pcs.) | 3030 | 18.71
| S100531 | Bolt M8 X 30 (10 Pcs.) | 3031 | 14.96
| S100055 | Nut M5 (20 Pcs.) | 3032 | 10.69
| S100054 | Screw DIN912 M6X16 (20 Pcs.) | 3033 | 12.44
| S59818 | Nut M 8 (20 Pcs.) | 3034 | 18.71
Producto | Referencia | Descripcion | Posicion | PVP
Gas 210 Pro 4 | 7728106 | PCB Pcu-01+ Su-01 | 4001 | 525.9
| S100577 | Pcb Su-01 | 4002 | 159.13
| S100594 | Front Cover Instrument Panel - Red | 4003 | 63.02
| S100568 | Display Complete | 4004 | 320.3
| S100496 | Top Plate Controlbox | 4005 | 133.82
| S100596 | Mounting Plate For Instrument Panel | 4006 | 140.42
| S100584 | Spacer (10 pieces) | 4007 | 23.9
| S100583 | Spacer Cap | 4008 | 23.9
| S56698 | Cable union M20 (10 pieces) | 4009 | 47.06
| S56696 | Nut for cable union M20 (20 pieces) | 4010 | 27.91
| S100612 | Sheet-Metal Screw 4,2X8 (20 Pcs.) | 4011 | 15.99
| S14254 | Sheet-Metal Screw 4,2X9,5 (20 Pcs.) | 4012 | 12.39
| S100625 | Cable Harness 230V | 4013 | 100.59
| S100605 | Cable Harness 24V | 4014 | 80.29
| S100626 | Cable Harness 230V - 3,4 | 4015 | 166.46
| S100627 | Cable Harness 230V - 5,6 | 4016 | 166.46
| S101228 | Connector With Rectifier | 4016 | 40.99
| S59277 | On/Off Switch (5 Pcs.) | 4017 | 34.26
| 7727141 | Control Panel |  | 1155.96
| S100664 | Glass fuse 1.6 AT (5 pieces) |  | 16.24
| S6778 | Fuse Glass 6,30 Amp Slow (10 Pcs.) |  | 34.39
| S59238 | Cover Plate Compensating Controller |  | 17.99
| S101680 | Cable SCU |  | 10.59
| S101681 | Cable SCU 230V |  | 11.95

## Gas310Eco
Gas 310 Eco 1
Producto | Referencia | Descripcion | Posicion | PVP
Gas 310 Eco 1 | 58448 | Casing Top Panel 5 Sections | 1001 | 177.84
| 58449 | Casing Top Panel 6 Sections | 1001 | 182.57
| 58451 | Casing Top Panel 8 Sections | 1001 | 207.04
| 58452 | Casing Top Panel 9 Sections | 1001 | 195.81
| 59200 | Grill Air Supply | 1003 | 52.51
| 58816 | Clamp Band 260Mmø | 1004 | 106.32
| 58042 | Bracket 2" | 1005 | 11.15
| 58458 | Front And Rear Casing Panel 5 And 6 Sect | 1006 | 191.64
| 58461 | Front And Rear Casing Panel 7,8 And 9 Se | 1006 | 258.13
| 58453 | End Casing Panel Left Hand Connections ( | 1008 | 155.82
| 58454 | End Casing Panel Right Hand Connections( | 1008 | 155.82
| S100419 | Casing Panel Handle | 1009 | 26.91
| S100423 | Set Casing Corner Posts (Set Of 4) | 1012 | 234.38
| 57800 | Main Wheels With Axle | 1014 | 190.08
| 57765 | Base Frame 5 And 6 Sections | 1015 | 1109.34
| 57768 | Base Frame 7,8 And 9 Sections | 1015 | 1194.66
| 58606 | Caster Wheel (Steering) | 1016 | 27.63
| S14254 | Sheet-Metal Screw 4,2X9,5 (20 Pcs.) | 1017 | 12.39
| S55465 | Clamp Band + Gasket Ring Ø 250 Mm. | 1018 | 90.21
| 59212 | Filter Air Inlet Filter Ø 325Mm. | 1099 | 508.71
| 57718 | Reducer - Air Inlet/Flue Gas Discharge Ø | 1100 | 445.38
| S100198 | Maintenanceset Gas 310 |  | 214.8
Producto | Referencia | Descripcion | Posicion | PVP
Gas 310 Eco 2 | S57700 | Section Left Hand End | 2001 | 3946.98
| S57699 | Section Intermediate | 2002 | 3317.51
| S57701 | Section Right Hand End | 2003 | 3867.13
| S44698 | Sensor Temperature (Flow And Return) El | 2004 | 29.35
| S57783 | Electrode Ignition/Ionisation | 2005 | 58.85
| S45004 | Glass Inspection 32x32x3mm + gasket | 2006 | 31.95
| S35458 | Gasket For Inspection Glass (5 Pcs.) | 2006 | 13.26
| S100430 | Flange Blank Return | 2007 | 73.96
| S100431 | Flange Blank Flow | 2008 | 81.44
| S103263 | O-Ring Ø 107 X 5Mm (4x) | 2009 | 10.9
| S103264 | O-Ring Ø 82 (8x) | 2010 | 13.24
| S103265 | Cover Plate | 2011 | 16.99
| S62105 | Gasket For Electrode (10 Pcs.) | 2012 | 14.67
| S42649 | Thermostat Pocket ½" | 2013 | 55.26
| S103291 | Pressure Gauge 0-10 | 2014 | 110.95
| 62539 | Flow Pipe | 2015 | 304.88
| 7750414 | Screw M12 x 40 (10pcs) | 2016 | 24
| S103283 | Nut M12 (10x) | 2017 | 6.81
| 7750418 | Dowel Pin Ø12H8 x 20 (10pcs) | 2018 | 17.84
| 7750419 | Stud M12 x 35 (10pcs) | 2019 | 19.51
| S54822 | Mounting Frame (For Inspection Glass) | 2020 | 11.62
| S103266 | Gasket For Cover Plate/Burner (2x) | 2021 | 43.18
| S57785 | Cover Plate For Burner Hole | 2022 | 260.29
| S100643 | Silicone Sealant Rtv 106 | 2023 | 66.18
| S103267 | Dowel Burner (10x) | 2024 | 7.38
| 62540 | Return Distribution Pipe | 2025 | 168.93
| S55703 | Filling And Drain Cock ½" | 2026 | 43.18
| S101368 | Sealing Silicon Red Ø 7 Mm (5M) | 2027 | 47.9
| S57720 | Access Plate Heat Exchanger 5 Sections | 2028 | 244.46
| S57721 | Access Plate Heat Exchanger 6 Sections | 2028 | 262.58
| S57722 | Access Plate Heat Exchanger 7 Sections | 2028 | 297.84
| S57723 | Access Plate Heat Exchanger 8 Sections | 2028 | 443.74
| S57724 | Access Plate Heat Exchanger 9 Sections | 2028 | 418.42
| S100549 | Stud M8X20Mm (25 Pcs.) | 2029 | 22.15
| S100556 | Nut M8 (25 Pcs.) | 2030 | 43.3
| S57738 | 2nd Return Water Pipe Blind 5 Sections | 2031 | 192.36
| S57739 | 2Nd Return Water Pipe Blind 6 Sections | 2031 | 229.19
| S57740 | 2Nd Return Water Pipe Blind 7 Sections | 2031 | 169.34
| S57741 | 2Nd Return Water Pipe Blind 8 Sections | 2031 | 230.35
| S57742 | 2Nd Return Water Pipe Blind 9 Sections | 2031 | 237.55
| S100532 | Plug 3/8" | 2032 | 14.19
| S103269 | Return Water Distribution Pipe 5 Section | 2033 | 239.7
| S103272 | Return Water Distribution Pipe 8 Section | 2033 | 205.19
| S103271 | Return Water Distribution Pipe 7 Section | 2033 | 242.43
| S103270 | Return Water Distribution Pipe 6 Section | 2033 | 209.35
| S103273 | Return Water Distribution Pipe 9 Section | 2033 | 256.54
| 22222 | Bolt M6X16 | 2034 | 1.31
| S57748 | Flue Gas Connection Ø 250Mm | 2035 | 586.19
| S49297 | Sensor Flue Gas Temperature Ntc 12Kohm 3 | 2036 | 55.69
| 57798 | Sealant Silicon Red 7 Mm L=790Mm | 2037 | 14.37
| S57729 | Inspection Cover (Condensate Collector) | 2038 | 46.18
| S101372 | Sealing Silicon Red Ø 10Mm (5M) | 2039 | 121.15
| S58818 | Hose Pvc 27/19 | 2042 | 93.81
| S58611 | Siphon Assemply Complete | 2043 | 226.31
| 57787 | Bolt M12 X 180Mm | 2044 | 5.37
| S100114 | Washer Ø 13Mm (20 Pcs.) | 2045 | 15.27
| S48950 | Screw M4 X 10 (50 Pcs.) | 2047 | 14.83
| S100668 | Insulation Front Plate Heat Exchanger 5 | 2050 | 146.49
| S100669 | Insulation Front Plate Heat Exchanger 6 | 2050 | 153.38
| S100670 | Insulation Front Plate Heat Exchanger 7 | 2050 | 163.17
| S100671 | Insulation Front Plate Heat Exchanger 8 | 2050 | 213.82
| S100672 | Insulation Front Plate Heat Exchanger 9 | 2050 | 229.35
| 57718 | Reducer - Air Inlet/Flue Gas Discharge Ø | 2096 | 445.38
| 57730 | 2Nd Return Distribution Pipe (Option) | 2097 | 659.98
| S59727 | VALVE FLUE GAS D250 | 2098 | 3327.89
| 7630507 | Motor Flue Gas Damper | 2098 | 644.17
| S57743 | 2nd return distribution water pipe 5 sec | 2099 | 180.57
| S57744 | 2nd return distribution water pipe 6 sec | 2099 | 186.04
| S57745 | 2nd return distribution water pipe 7 sec | 2099 | 189.36
| S57746 | 2nd return distribution water pipe 8 sec | 2099 | 205.6
| S57747 | 2nd return distribution water pipe 9 sec | 2099 | 199
| S55771 | HYDRAULIC PRESSURE PROBE | 2100 | 320.48
| S100198 | Maintenanceset Gas 310 |  | 214.8
| S58823 | Cleaning brush L = 560 Mm. |  | 21.9
Producto | Referencia | Descripcion | Posicion | PVP
Gas 310 Eco 3 | S103275 | Valve Gas Multi Block Vr425 1¼" 5 Sectio | 3001 | 1435.81
| S103276 | Valve Gas Multi Block Vr432 1¼" 6 Sectio | 3001 | 1953.79
| S103277 | Valve Gas Multi Block Vr434 7/8/9 Sectio | 3001 | 2055.95
| S103288 | Hose Ø6x1 mm (0.6M) | 3001 | 7.38
| 33931 | Screw-in coupling 6mm 1/8" thread | 3001 | 14.03
| 50730 | Support sleeve 6mm gas valve | 3001 | 1.88
| S103150 | Fan G3G250 7-8-9-10 Sections | 3002 | 3057.35
| S57770 | Fan G1G170-Ab53-29 Pfc, 5-6 Sections | 3003 | 1332.65
| S100348 | Burner 6 Sections | 3004 | 3111.32
| S100347 | Burner 5 Sections | 3004 | 2369.9
| S100330 | Burner 8 Sections | 3004 | 3455.49
| S100329 | Burner 7 Sections | 3004 | 3222.27
| S100331 | Burner 9 Sections | 3004 | 2810.35
| S100490 | Repairset Insulation Burner | 3004 | 88.2
| S57793 | Venturi Assembly 7-8-9 Sections | 3005 | 756.12
| S57791 | Venturi Assembly 5 Sections | 3006 | 451.52
| S57792 | Venturi Assembly 6 Sections | 3006 | 451.52
| S57712 | Venturi Connecting Piece Ø 130 Mm | 3007 | 273.09
| S57713 | Venturi Connecting Piece Ø 100 Mm | 3008 | 326.75
| S100487 | Gas Filter Dungs 1½" | 3010 | 313.8
| S58602 | Sensor Air Pressure Huba 4030 | 3011 | 362.88
| S59202 | Tube Gas Test Point | 3012 | 199
| S59203 | Tube Air Pressure Test Point | 3013 | 195.81
| S59204 | Tube Pressure Compensation Test Point | 3014 | 118.71
| S59738 | Air Box 5, 6, 7, 8 And 9 Sections | 3015 | 1348.2
| S44483 | Nut M 8 (10 Pcs.) | 3016 | 14.37
| 7730914 | 3 LIP-RING |  | 34.1
| S14254 | Sheet-Metal Screw 4,2X9,5 (20 Pcs.) | 3017 | 12.39
| 22222 | Bolt M6X16 | 3018 | 1.31
| S100447 | Pipe Gas Supply 5 Sections | 3020 | 258.98
| S100448 | Pipe Gas Supply 6 Sections | 3020 | 187.92
| S100449 | Pipe Gas Supply 7 Sections | 3020 | 177.12
| S100450 | Pipe Gas Supply 8 Sections | 3020 | 187.04
| S100451 | Pipe Gas Supply 9 Sections | 3020 | 195.4
| 19609 | Pressure Test Nipple 1/4" | 3021 | 63.89
| 40139 | Adapter 1.½"X1.¼" | 3022 | 21.02
| S103279 | Pressure Test Nipple 1/8" (2x) Incl Loct | 3023 | 22.74
| 57749 | Adapter 1.¼" | 3024 | 52.09
| S103280 | Gasket Ø 56X42X2 (5x) | 3025 | 9.41
| 111733 | Gas Supply Pipe 1.¼" | 3026 | 83.88
| S103281 | Gasket For Venturi (2x) | 3027 | 16.11
| S15524 | Bolt M 8 X 16 (10 Pcs.) | 3028 | 18.71
| S59818 | Nut M 8 (20 Pcs.) | 3029 | 18.71
| S103282 | O-Ring Ø 142 X 3,5Mm (5 stuks) | 3030 | 48.5
| S103266 | Gasket For Cover Plate/Burner (2x) | 3031 | 43.18
| 58622 | Bracket Plug Cap Guard | 3032 | 17.12
| S103283 | Nut M12 (10x) | 3033 | 6.81
| S100531 | Bolt M8 X 30 (10 Pcs.) | 3034 | 14.96
| S59651 | Gasket Fan 7,8 And 9 Sections | 3036 | 27.19
| S103284 | O-Ring Ø 180 X 3,5Mm (5x) | 3037 | 22.87
| 59638 | Bolt Flange M5 X 20 | 3038 | 3.91
| S103285 | O-Ring Ø 111 X 4mm (2 stuks) | 3039 | 12.52
| S46687 | Nut Flange M5 (10 Pcs.) | 3040 | 8.76
| S103286 | Mounting Plate Fan | 3041 | 121.43
| S59650 | Gasket Fan | 3042 | 18.43
| S58604 | TIGHT. CHECK DEV.GAS PRESS.SWC 60VR40040 | 3100 | 414.8
| S100198 | Maintenanceset Gas 310 |  | 214.8
Producto | Referencia | Descripcion | Posicion | PVP
Gas 310 Eco 4 | S58613 | Control Board Mcba 1458D | 4001 | 1529.05
| S43563 | Fuse Glass 2 Amp Fast (10 Pcs.) | 4001 | 30.79
| S43561 | Fuse Glass 2 Amp Slow (10 Pcs.) | 4001 | 41.87
| S59208 | Pc Board Display | 4002 | 135.82
| 58616 | Cable set | 4003 | 537.7
| S59430 | Fuse 10 Amp Slow Acting (5 Pcs.) | 4003 | 29.66
| S59429 | Fuse Holder Fpg2 | 4003 | 26.03
| S100456 | Flat Cable | 4004 | 45.62
| S59277 | On/Off Switch (5 Pcs.) | 4005 | 34.26
| S100457 | Cable Ignition/Ionsation C/W Cap And Gro | 4006 | 56.54
| S59207 | Front Cover Instrument Panel | 4007 | 66.05
| 59238 | Cover Plate Compensating Controller | 4009 | 8.4
| S100419 | Casing Panel Handle | 4010 | 26.91
| 57350 | Screw 4I/D X 10Mm | 4011 | 0.18
| S57010 | Spacer (10 Pcs.) | 4012 | 21.02
| 59436 | Cable Flue Gas Damper (Option) | 4096 | 23.31
| 59435 | Cable Water Pressure Sensor (Option) | 4097 | 42.46
| 62293 | Pcb Interface Opentherm | 4098 | 287.58
| 59496 | Adaptor Rematic C3 (Option) | 4099 | 361.6
| 58830 | Rematic 2945 - C3 | 4100 | 3930.82
| S100198 | Maintenanceset Gas 310 |  | 214.8
| S38187 | Fuse 1 Amp Slow Acting (10 Pcs.) |  | 34.26
| S100377 | PSU Gas 310 eco - 5 sections |  | 69.65
| S100378 | PSU Gas 310 eco - 6 sections |  | 69.65
| S100379 | PSU Gas 310 eco - 7 sections |  | 69.65
| S100380 | PSU Gas 310 eco - 8 sections |  | 69.65
| S100381 | PSU Gas 310 eco - 9 sections |  | 69.65

## Gas310EcoPro
Gas 310 Eco Pro 1
Producto | Referencia | Descripcion | Posicion | PVP
Gas 310 Eco Pro 1 | S103091 | Top Cover 8-10 Sections | 1001 | 159.57
| S103092 | Top Cover 5-7 Sections | 1001 | 137.7
| S103095 | Top Cover Front (big) | 1002 | 153.09
| S103242 | Bracket 44-49 M8 | 1005 | 31.95
| S103086 | Side Panel 5-7 Sections (Corner left sid | 1006 | 241.73
| S103084 | Side Panel 8-10 Sections (Corner left si | 1006 | 292.23
| S103085 | Side Panel 8-10 Sections (Corner right s | 1006 | 292.23
| S103087 | Side Panel 5-7 Sections (Corner right si | 1006 | 241.73
| S103082 | Side Panel Right | 1007 | 259.13
| S103083 | Side Panel Left | 1007 | 259.13
| S103081 | Side Panel with logo Right | 1007 | 378.12
| S103080 | Side Panel with logo Left | 1007 | 378.12
| S103089 | Back Cover Left | 1008 | 181.72
| S103090 | Back Cover Right | 1008 | 183.73
| S100419 | Casing Panel Handle | 1009 | 26.91
| S103152 | Frame Top 5 - 7 Sections | 1012 | 555.09
| S103153 | Frame Top 8 - 10 Sections | 1012 | 569.49
| S103145 | Frame 8 - 10 Sections | 1015 | 1370.35
| S103144 | Frame 5 - 7 Sections | 1015 | 1337.97
| S14254 | Sheet-Metal Screw 4,2X9,5 (20 Pcs.) | 1017 | 12.39
| S103093 | Top Cover Middle | 1019 | 121.15
| S103094 | Top Cover Front (small) | 1020 | 113.95
| S103088 | Front Cover Switch Instrument End | 1021 | 190.36
| S103154 | Bracket support frame front | 1022 | 67.05
| S103155 | Bracket support frame back | 1023 | 87.48
| S100570 | Bolt M5X20 (10 Pcs.) | 1024 | 115.98
| S103156 | Bracket air box | 1025 | 130.79
| S103246 | Pressure Differential Switch | 1027 | 152.5
| S103247 | Clip Pressure Differential Switch (5x) | 1028 | 11.87
| S103251 | Transformer Ignition | 1029 | 23.03
| S21473 | Washer Spring Ring A4,3 (10 Pcs.) | 1030 | 12.44
| S103315 | Cable Clamp (10x) | 1031 | 9.43
| S103248 | Bolt M8X10 (5 Pcs.) | 1032 | 78.28
| S103140 | Sealing Ring Flue Ø 250 (2 Pcs.) | 1033 | 16.99
| S103244 | Screw Cap Flue Gas Measure Point (2 Pcs. | 1034 | 31.51
| S62288 | Tulle For Flue Gas Pipe | 1035 | 10.31
| S103023 | SWITCH FLUE GAS | 1035 | 90.39
| S103250 | Bolt M 8 X 35 (10 Pcs.) | 1036 | 9.02
| S103260 | Bolt M 8 X 20 (10 Pcs.) | 1037 | 8.12
| S103249 | Washer Ø 8.4Mm (10 Pcs.) | 1038 | 6.63
| S103139 | Flue Gas Discharge Adapter 7+10 Sections | 1039 | 261.16
| S103137 | Flue Gas Discharge Adapter 5+8 Sections | 1039 | 206.19
| S103138 | Flue Gas Discharge Adapter 6+9 Sections | 1039 | 277.12
| S103141 | Sealant Cap (2x) | 1040 | 28.78
| S101372 | Sealing Silicon Red Ø 10Mm (5M) | 1041 | 121.15
| S103136 | Condensate Collector 8-10 Sections | 1042 | 628.21
| S103135 | Condensate Collector 5-7 Sections | 1042 | 536.82
| S103302 | Condensate Collector Strip 6 Sections | 1043 | 142.58
| S62713 | O-Ring Ø 20 X 2,5 (10 Pcs.) | 1044 | 11.62
| S103243 | Adjusting Foot (2x) | 1045 | 31.51
| S103143 | Connection syphon | 1046 | 13.44
| S103261 | Sealing Ring 45X34X3 (10 Pcs.) | 1047 | 11.92
| S103142 | Syphon Assembly | 1048 | 62.45
| S103179 | Adapter D250-200 | 1049 | 161.68
| 7600367 | Clamp Band + Gasket Ring Ø 200 Mm. | 1049 | 96.25
| S103178 | Adapter Flue Gas D250 | 1050 | 337.08
| 7600368 | Clamp Band + Gasket Ring Ø 250 Mm. | 1050 | 96.25
| S103294 | Maintenance Kit |  | 161.58
Producto | Referencia | Descripcion | Posicion | PVP
Gas 310 Eco Pro 2 | S103166 | Section Front | 2001 | 2772.9
| S103168 | Section Intermediate | 2002 | 2635.92
| S103167 | Section End | 2003 | 2772.9
| S101003 | Sensor Temperaturentc (2 Pcs.) | 2004 | 15.83
| 7774699 | Electrode Ignition/Ionisation | 2005 | 42.58
| S45004 | Glass Inspection 32x32x3mm + gasket | 2006 | 31.95
| S100430 | Flange Blank Return | 2007 | 73.96
| S100431 | Flange Blank Flow | 2008 | 81.44
| S103263 | O-Ring Ø 107 X 5Mm (4x) | 2009 | 10.9
| S103264 | O-Ring Ø 82 (8x) | 2010 | 13.24
| S103265 | Cover Plate | 2011 | 16.99
| S62105 | Gasket For Electrode (10 Pcs.) | 2012 | 14.67
| S42649 | Thermostat Pocket ½" | 2013 | 55.26
| S103291 | Pressure Gauge 0-10 | 2014 | 110.95
| S103030 | Flow Pipe 5+8 sections | 2015 | 429.91
| S103032 | Flow Pipe 7+10 sections | 2015 | 389.64
| S103031 | Flow Pipe 6+9 sections | 2015 | 396.83
| 7750414 | Screw M12 x 40 (10pcs) | 2016 | 24
| S103283 | Nut M12 (10x) | 2017 | 6.81
| 7750418 | Dowel Pin Ø12H8 x 20 (10pcs) | 2018 | 17.84
| 7750419 | Stud M12 x 35 (10pcs) | 2019 | 19.51
| S54822 | Mounting Frame (For Inspection Glass) | 2020 | 11.62
| S103266 | Gasket For Cover Plate/Burner (2x) | 2021 | 43.18
| S57785 | Cover Plate For Burner Hole | 2022 | 260.29
| S100643 | Silicone Sealant Rtv 106 | 2023 | 66.18
| S103267 | Dowel Burner (10x) | 2024 | 7.38
| S103034 | Connection Piece Return 6+9 sections | 2025 | 229.63
| S103033 | Connection Piece Return 5+8 Sections | 2025 | 271.37
| S103035 | Connection Piece Return 7+10 sections | 2025 | 231.22
| S103304 | Filling And Drain Cock ½" | 2026 | 28.19
| S101368 | Sealing Silicon Red Ø 7 Mm (5M) | 2027 | 47.9
| S57722 | Access Plate Heat Exchanger 7 Sections | 2028 | 297.84
| S57723 | Access Plate Heat Exchanger 8 Sections | 2028 | 443.74
| S57724 | Access Plate Heat Exchanger 9 Sections | 2028 | 418.42
| S57720 | Access Plate Heat Exchanger 5 Sections | 2028 | 244.46
| S57721 | Access Plate Heat Exchanger 6 Sections | 2028 | 262.58
| S103148 | Access Plate Heat Exchanger 10 sections | 2028 | 456.69
| S100549 | Stud M8X20Mm (25 Pcs.) | 2029 | 22.15
| S100556 | Nut M8 (25 Pcs.) | 2030 | 43.3
| S57738 | 2nd Return Water Pipe Blind 5 Sections | 2031 | 192.36
| S57739 | 2Nd Return Water Pipe Blind 6 Sections | 2031 | 229.19
| S57740 | 2Nd Return Water Pipe Blind 7 Sections | 2031 | 169.34
| S57741 | 2Nd Return Water Pipe Blind 8 Sections | 2031 | 230.35
| S57742 | 2Nd Return Water Pipe Blind 9 Sections | 2031 | 237.55
| S103036 | 2Nd Return Water Pipe Blind 10 Sections | 2031 | 150.78
| S100532 | Plug 3/8" | 2032 | 14.19
| S103271 | Return Water Distribution Pipe 7 Section | 2033 | 242.43
| S103269 | Return Water Distribution Pipe 5 Section | 2033 | 239.7
| S103272 | Return Water Distribution Pipe 8 Section | 2033 | 205.19
| S103038 | Return Water Distribution Pipe 10 Sectio | 2033 | 258.54
| S103270 | Return Water Distribution Pipe 6 Section | 2033 | 209.35
| S103273 | Return Water Distribution Pipe 9 Section | 2033 | 256.54
| S103268 | Sensor Temperature Hl | 2047 | 8.56
| S103188 | Nipple incl. tube silicone 8x2 | 2048 | 40.3
| S103274 | Tube Silicone 4/8 1300mm | 2049 | 14.83
| S100668 | Insulation Front Plate Heat Exchanger 5 | 2050 | 146.49
| S100669 | Insulation Front Plate Heat Exchanger 6 | 2050 | 153.38
| S100670 | Insulation Front Plate Heat Exchanger 7 | 2050 | 163.17
| S100671 | Insulation Front Plate Heat Exchanger 8 | 2050 | 213.82
| S100672 | Insulation Front Plate Heat Exchanger 9 | 2050 | 229.35
| S103149 | Insulation Front Plate Heat Exchanger 10 | 2050 | 255.82
| S35458 | Gasket For Inspection Glass (5 Pcs.) | 2051 | 13.26
| S48950 | Screw M4 X 10 (50 Pcs.) | 2052 | 14.83
| S41601 | Air Bleed 1/8" | 2053 | 17.4
| S101806 | Blanket Heat Exchanger 5 | 2054 | 598.45
| S101807 | Blanket Heat Exchanger 6 | 2054 | 613.48
| S103307 | Blanket Heat Exchanger 7 | 2054 | 640.88
| S103309 | Blanker Heat Exchanger 9 | 2054 | 676.55
| S103308 | Blanket Heat Exchanger 8 | 2054 | 659.46
| S103310 | Blanket Heat Exchanger 10 | 2054 | 691.97
| 7600397 | Bracket Hose | 2055 | 7.58
| S103040 | 2nd return distribution pipe 6-9 section | 2097 | 512.95
| S103041 | 2nd return distribution pipe 7-10 sectio | 2097 | 503.15
| S103039 | 2nd return distribution pipe 5-8 section | 2097 | 547.33
| S57743 | 2nd return distribution water pipe 5 sec | 2099 | 180.57
| S57744 | 2nd return distribution water pipe 6 sec | 2099 | 186.04
| S57745 | 2nd return distribution water pipe 7 sec | 2099 | 189.36
| S57746 | 2nd return distribution water pipe 8 sec | 2099 | 205.6
| S57747 | 2nd return distribution water pipe 9 sec | 2099 | 199
| S103037 | 2nd return distribution water pipe 10 se | 2099 | 167.2
| S101784 | Sensor water pressure | 2100 | 596.5
| S101775 | Adapter Pump | 2101 | 284.01
| S103294 | Maintenance Kit |  | 161.58
Producto | Referencia | Descripcion | Posicion | PVP
Gas 310 Eco Pro 3 | S103275 | Valve Gas Multi Block Vr425 1¼" 5 Sectio | 3001 | 1435.81
| S103276 | Valve Gas Multi Block Vr432 1¼" 6 Sectio | 3001 | 1953.79
| S103277 | Valve Gas Multi Block Vr434 7/8/9 Sectio | 3001 | 2055.95
| S57770 | Fan G1G170-Ab53-29 Pfc, 5-6 Sections | 3002 | 1332.65
| S103150 | Fan G3G250 7-8-9-10 Sections | 3003 | 3057.35
| S100347 | Burner 5 Sections | 3004 | 2369.9
| S103077 | Burner 6 Sections | 3004 | 2632.79
| S100329 | Burner 7 Sections | 3004 | 3222.27
| S100330 | Burner 8 Sections | 3004 | 3455.49
| S100331 | Burner 9 Sections | 3004 | 2810.35
| S103078 | Burner 10 Sections | 3004 | 3613.03
| S57791 | Venturi Assembly 5 Sections | 3005 | 451.52
| S57792 | Venturi Assembly 6 Sections | 3005 | 451.52
| S57793 | Venturi Assembly 7-8-9 Sections | 3005 | 756.12
| S103079 | Venturi Assembly 10 Sections | 3005 | 770.64
| S103151 | Valve Gas Multi Block 10 Sections | 3006 | 2077.54
| S103073 | Venturi - Fan Connecting Piece 7-10 Sect | 3007 | 158.85
| S103072 | Venturi - Fan Connecting Piece 5-6 Secti | 3007 | 354.09
| S103071 | Non Return Valve | 3009 | 127.06
| S103074 | Gas Filter HFVR | 3010 | 60.42
| S103075 | Air Box 5-10 Sections | 3015 | 161.14
| S44483 | Nut M 8 (10 Pcs.) | 3016 | 14.37
| S103140 | Sealing Ring Flue Ø 250 (2 Pcs.) | 3017 | 16.99
| S100570 | Bolt M5X20 (10 Pcs.) | 3018 | 115.98
| S103042 | Pipe Gas Supply 5-9 Sections (Left) | 3020 | 392.64
| S103043 | Pipe Gas Supply 5-9 Sections (Right) | 3020 | 381.44
| S103279 | Pressure Test Nipple 1/8" (2x) Incl Loct | 3023 | 22.74
| S103280 | Gasket Ø 56X42X2 (5x) | 3025 | 9.41
| S103046 | Pipe Gas Supply 5+6 Sections Bottom (Lef | 3026 | 144.46
| S103047 | Pipe Gas Supply 5+6 Sections Bottom (Rig | 3026 | 147.78
| S103048 | Pipe Gas Supply 7-9 Sections Bottom (Lef | 3026 | 150.65
| S103049 | Pipe Gas Supply 7-9 Sections Bottom (Rig | 3026 | 152.5
| S103281 | Gasket For Venturi (2x) | 3027 | 16.11
| S103266 | Gasket For Cover Plate/Burner (2x) | 3031 | 43.18
| S103283 | Nut M12 (10x) | 3033 | 6.81
| S103070 | Mixing Adapter | 3035 | 335.1
| S103284 | O-Ring Ø 180 X 3,5Mm (5x) | 3037 | 22.87
| S103285 | O-Ring Ø 111 X 4mm (2 stuks) | 3039 | 12.52
| S46687 | Nut Flange M5 (10 Pcs.) | 3040 | 8.76
| S103286 | Mounting Plate Fan | 3041 | 121.43
| S59650 | Gasket Fan | 3042 | 18.43
| S103288 | Hose Ø6x1 mm (0.6M) | 3044 | 7.38
| S103289 | Coupling 90 Degr. M5 X 6 Mm (5x) | 3045 | 72.09
| S103076 | Flexible Hose Complete | 3046 | 211.95
| S103044 | Pipe Gas Supply 10 Sections (Left) | 3047 | 315.39
| S103045 | Pipe Gas Supply 10 Sections (Right) | 3047 | 315.39
| S103051 | Pipe Gas Supply 10 Sections Bottom (Righ | 3048 | 154.1
| S103050 | Pipe Gas Supply 10 Sections Bottom (Left | 3048 | 154.1
| S59141 | Screw M5X18 (15 Pcs.) | 3049 | 13.16
| S15524 | Bolt M 8 X 16 (10 Pcs.) | 3049 | 18.71
| S100619 | O-Ring Ø 52,39X3,53 (5 Pcs.) | 3050 | 12.88
| S103290 | Adapter 2" X 1.½" (2x) | 3051 | 106.48
| S47170 | Hose Silicone Ø 4Mm I/D-8Mm (1 Meter) | 3052 | 17.4
| S103287 | O-Ring Ø 130 x 3.5mm (2x) | 3053 | 19.56
| S103330 | Gasket Non Return Valve (5x) | 3054 | 58.7
| S103356 | Pressure Test Nipple 1/8" (2x) | 3055 | 38.42
| S103357 | Adapter 1/8"-M5 incl loctite (2 stuks) | 3056 | 84.17
| S100490 | Repairset Insulation Burner | 3057 | 88.2
| S103305 | valve proving system | 3100 | 309.17
| S103306 | Gas pressure switch | 3100 | 309.17
| S101805 | Gas pressure switch dungs | 3101 | 309.17
| S101724 | Valve proving system dungs | 3101 | 309.17
| S103292 | Gas Filter 10 Sections | 3102 | 100.28
| 59212 | Filter Air Inlet Filter Ø 325Mm. | 3104 | 508.71
| S103246 | Pressure Differential Switch |  | 152.5
| S103294 | Maintenance Kit |  | 161.58
Producto | Referencia | Descripcion | Posicion | PVP
Gas 310 Eco Pro 4 | S43561 | Fuse Glass 2 Amp Slow (10 Pcs.) | 4001 | 41.87
| S103053 | Control Board PCU-06 | 4001 | 177.97
| S103058 | Display Print | 4002 | 150.65
| S103235 | Cable Harness 230V (Incl fuse mount) - 1 | 4003 | 64.33
| S103236 | Cable Harness 230V - 2 | 4004 | 62.45
| S103232 | Switch Power On/Off | 4005 | 13.72
| S103066 | Front Instrument Panel | 4007 | 53.97
| S103068 | Cover Instrument Panel Back | 4008 | 265.89
| S100852 | Protection Cover | 4009 | 25.75
| S100612 | Sheet-Metal Screw 4,2X8 (20 Pcs.) | 4011 | 15.99
| S103300 | PCB Su-01 | 4018 | 75.25
| S103055 | Print Interface SCU-05 | 4019 | 281.16
| S103301 | Cable BUS Split | 4020 | 17.4
| S103062 | Front Cover | 4022 | 57.11
| S103237 | Cable Harness 24V | 4023 | 60.14
| S103069 | Spacer Snaplock (10x) | 4024 | 13.78
| S100583 | Spacer Cap | 4025 | 23.9
| S103315 | Cable Clamp (10x) | 4027 | 9.43
| S103233 | Cable RS232 | 4028 | 10.74
| S103299 | Screw 2.9 x 19 (10x) | 4029 | 10.51
| S103060 | Cover Drop Down | 4032 | 136.39
| S103234 | Mounting Plate For Instrument Panel | 4033 | 151.66
| S103251 | Transformer Ignition |  | 23.03
| S103294 | Maintenance Kit |  | 161.58
| S103298 | Board Print, Storage Unit Parameter Psu0 |  | 21.59
| S101681 | Cable SCU 230V |  | 11.95
Producto | Referencia | Descripcion | Posicion | PVP
Gas 610 Eco Pro | S103128 | Set Combination | 5001 | 1352.8
| S103119 | Flue Gas Pipe Ø 250 Mm L= 890 Mm | 5002 | 402.59
| S103318 | Flue Gas Support | 5003 | 432.38
| S103311 | Coverset 5-7 sections | 5004 | 354.97
| S103312 | Coverset 8-10 sections | 5004 | 360.01
| 7600368 | Clamp Band + Gasket Ring Ø 250 Mm. | 5005 | 96.25
| 7600369 | Clamp Band + Gasket Ring Ø 350 Mm. | 5006 | 187.35

## Gas 350-450-550
Gas 350(S) Medium NOX
Producto | Referencia | Descripcion | Posicion | PVP
Gas 350(S) Medium NOX obsolete | 57262 | Sealant Cheml. No 5910 300Ml | 1 | 190.49
| 51279 | Red Lead Paint 250 Cc. | 2 | 29.91
| 114422 | Glue Terokal 2444 0,34 Kg | 3 | 73.66
| 3942 | Flange Blank | 5 | 16.55
| S4405 | Gasket Set Ø102 X 75 X 4 (7 Pcs.) | 6 | 36.7
| S100702 | Sealing Cord Ecomab 16 Mm. (10 Meter) | 10 | 163.02
| 53284 | Insulation Radiation Panel, 482X51X900 M | 12 | 147.9
| S25786 | Elektrode Dungs Fle-15-10 1/2" For Water | 14 | 154.82
| S43316 | Pocket 1", L | 15 | 39.66
| S54459 | Pressure switch Gas 350(S) | 16 | 271.91
| S101676 | Ceramic tape 20 x4 mm. (1M.) | 18 | 17.4
| S54190 | Magneticvalve + Ignitiongasline | 19 | 157.98
| 51307 | Injector 4,00 Mm. | 21 | 36.26
| 51395 | Injector 4,60 Mm. | 21 | 5.22
| S51639 | Ignition Electrode For Ignition Burner | 22 | 41.15
| S59401 | Earth Bracket | 25 | 52.22
| 51185 | Insulation Radiation Panel Burner Below | 26 | 32.66
| 51186 | Insulation Radiation Panel Burner Below | 26 | 18.99
| 51187 | Insulation Radiation Panel Burner Below | 26 | 27.91
| 51188 | Insulation Radiation Panel Burner Below | 26 | 40.86
| 51136 | Insulation Radiation Panel Burner Top Ga | 27 | 17.4
| 51137 | Insulation Radiation Panel Burner Top Ga | 27 | 22.44
| 51138 | Insulation Radiation Panel Burner Top Ga | 27 | 26.78
| 51139 | Insulation Radiation Panel Burner Top Ga | 27 | 31.07
| 51140 | Insulation Radiation Panel Burner Top Ga | 27 | 35.67
| 51141 | Insulation Radiation Panel Burner Top Ga | 27 | 41.43
| S59183 | Burner Bar Ionisation Ø 60 Mm | 29 | 155.69
| S59182 | Burner Bar Furigas Ø 60 Mm. | 30 | 155.69
| S49983 | Gas-Multibloc Mb-Zrdle 410B01 -S52 | 31 | 4716.62
| S103280 | Gasket Ø 56X42X2 (5x) | 32 | 9.41
| 36216 | Flange For Gas Multi Block Mb 410/412 1. | 33 | 87.05
| S103279 | Pressure Test Nipple 1/8" (2x) Incl Loct | 34 | 22.74
| 51285 | Return Water Distribution Pipe 5 Sect. | 35 | 110.64
| 51287 | Return Water Distribution Pipe 7 Sect. | 35 | 125.47
| 51288 | Return Water Distribution Pipe 8 Sect. | 35 | 142.58
| 51289 | Return Water Distribution Pipe 9 Sect. | 35 | 154.82
| 51196 | Reset-Switch | 36 | 23.46
| 51100 | Button for thermostat T and G on/off | 38 | 9.61
| 51099 | Button For Control Thermostat High/Low | 39 | 9.77
| S45309 | Thermometer Water Temperature 0-120 | 40 | 46.05
| S36446 | High-Limit Thermostat L&G Rak 77.4471 | 41 | 83.76
| S46634 | Control Thermostat 35-95 Degrees | 42 | 66.77
| S50422 | Filter Mains Power Nfb 110Rs | 43 | 62.01
| S38488 | Waterlevel Device Dungs Dweb 53E | 44 | 744.17
| S36629 | Base Plate For Control Panel Satronic Tf | 46 | 69.36
| S48695 | Power Supply Cable L=300 Mm. | 47 | 29.5
| 26325 | Plug Cap Brown Bremi M4 1K 10212/1 | 49 | 14.08
| S38605 | Control Panel Satronic Dkg-972-27 | 50 | 311.51
| S44010 | Cabel For Security Electrode, Sapco L | 51 | 23.16
| S54449 | Switch Gas Pressure Gw50 A5 | 52 | 402.87
| S43799 | Door Snapper Male (10 Pcs.) | 54 | 15.27
| S43798 | Door Snapper Female (10 Pcs.) | 55 | 28.35
| 51100 | Button for thermostat T<(>&<)>G on/off | 38
| 51099 | Button For Control Thermostat High/Low | 39
| S45309 | Thermometer Water Temperature 0-120 | 40
| S36446 | High-Limit Thermostat L&G Rak 77.4471 | 41
| S46634 | Control Thermostat 35-95 Degrees | 42
| S50422 | Filter Mains Power Nfb 110Rs | 43
| S38488 | Waterlevel Device Dungs Dweb 53E | 44
| S36629 | Base Plate For Control Panel Satronic Tf | 46
| S48695 | Power Supply Cable L=300 Mm. | 47
| S48255 | Trafo Satronic Zt 870 | 48
| 26325 | Plug Cap Brown Bremi M4 1K 10212/1 | 49
| S38605 | Control Panel Satronic Dkg-972-27 | 50
| S44010 | Cabel For Security Electrode, Sapco L | 51
| S54449 | Switch Gas Pressure Gw50 A5 | 52
| S43799 | Door Snapper Male (10 Pcs.) | 54
| S43798 | Door Snapper Female (10 Pcs.) | 55
Gas 450 Medium NOX
Producto | Referencia | Descripcion | Posicion | PVP
Gas 450 Medium NOX obsolete | 51279 | Red Lead Paint 250 Cc. | 1 | 29.91
| 57262 | Sealant Cheml. No 5910 300Ml | 2 | 190.49
| 114422 | Glue Terokal 2444 0,34 Kg | 3 | 73.66
| 3942 | Flange Blank | 5 | 16.55
| S4405 | Gasket Set Ø102 X 75 X 4 (7 Pcs.) | 6 | 36.7
| S100702 | Sealing Cord Ecomab 16 Mm. (10 Meter) | 10 | 163.02
| 53284 | Insulation Radiation Panel, 482X51X900 M | 12 | 147.9
| S25786 | Elektrode Dungs Fle-15-10 1/2" For Water | 14 | 154.82
| S43316 | Pocket 1", L | 15 | 39.66
| 51143 | Water Pressure Switch Sit 340 Aqua | 16 | 85.61
| S101676 | Ceramic tape 20 x4 mm. (1M.) | 18 | 17.4
| 53862 | Gasket Ring Ø46X62X2 | 20 | 2.6
| 36216 | Flange For Gas Multi Block Mb 410/412 1. | 21 | 87.05
| S103280 | Gasket Ø 56X42X2 (5x) | 24 | 9.41
| S59192 | Iginition Bar Ø 60 Mm | 25 | 182.88
| S59191 | Burner Bar | 26 | 173.53
| 59193 | Burner (3 Pcs.) + Pilotburner Gas 450 | 26 | 712.94
| 59195 | Burner (4 Pcs.) Gas 450 | 26 | 705.31
| 51395 | Injector 4,60 Mm. | 29 | 5.22
| 53943 | Injector - 3,85 Gas 450 | 29 | 4.78
| 34953 | Return Water Distribution Pipe 11 Sect. | 30 | 211.95
| 34959 | Return Water Distribution Pipe 17 Sect. | 30 | 270.65
| 53283 | Insulation Radiation Panel, 454X38X980 M | 31 | 132.23
| S51639 | Ignition Electrode For Ignition Burner | 33 | 41.15
| S59401 | Earth Bracket | 36 | 52.22
| 51196 | Reset-Switch | 37 | 23.46
| 51100 | Button for thermostat T and G on/off | 39 | 9.61
| 51099 | Button For Control Thermostat High/Low | 40 | 9.77
| S45309 | Thermometer Water Temperature 0-120 | 41 | 46.05
| S36446 | High-Limit Thermostat L&G Rak 77.4471 | 42 | 83.76
| S50422 | Filter Mains Power Nfb 110Rs | 43 | 62.01
| S46634 | Control Thermostat 35-95 Degrees | 44 | 66.77
| S38488 | Waterlevel Device Dungs Dweb 53E | 45 | 744.17
| S36629 | Base Plate For Control Panel Satronic Tf | 47 | 69.36
| S48695 | Power Supply Cable L=300 Mm. | 48 | 29.5
| 26325 | Plug Cap Brown Bremi M4 1K 10212/1 | 50 | 14.08
| S38605 | Control Panel Satronic Dkg-972-27 | 51 | 311.51
| S44010 | Cabel For Security Electrode, Sapco L | 52 | 23.16
| S54449 | Switch Gas Pressure Gw50 A5 | 53 | 402.87
| 49445 | Gasleakcontrol Box Vps 504 | 54 | 1379.83
| S43799 | Door Snapper Male (10 Pcs.) | 55 | 15.27
| S43798 | Door Snapper Female (10 Pcs.) | 56 | 28.35
| 51196 | Reset-Switch | 37
| S53282 | On/Off Switch Typ 40C1350Al With Cap | 38
| 51100 | Button for thermostat T<(>&<)>G on/off | 39
| 51099 | Button For Control Thermostat High/Low | 40
| S45309 | Thermometer Water Temperature 0-120 | 41
| S36446 | High-Limit Thermostat L&G Rak 77.4471 | 42
| S50422 | Filter Mains Power Nfb 110Rs | 43
| S46634 | Control Thermostat 35-95 Degrees | 44
| S38488 | Waterlevel Device Dungs Dweb 53E | 45
| S36629 | Base Plate For Control Panel Satronic Tf | 47
| S48695 | Power Supply Cable L=300 Mm. | 48
| S48255 | Trafo Satronic Zt 870 | 49
| 26325 | Plug Cap Brown Bremi M4 1K 10212/1 | 50
| S38605 | Control Panel Satronic Dkg-972-27 | 51
| S44010 | Cabel For Security Electrode, Sapco L | 52
| S54449 | Switch Gas Pressure Gw50 A5 | 53
| 49445 | Gasleakcontrol Box Vps 504 | 54
| S43799 | Door Snapper Male (10 Pcs.) | 55
| S43798 | Door Snapper Female (10 Pcs.) | 56
Gas 550
Producto | Referencia | Descripcion | Posicion | PVP
Gas 550 obsolete | 4532 | Cleaning Brush Boiler | 1 | 67.33
| 57262 | Sealant Cheml. No 5910 300Ml | 2 | 190.49
| 49112 | Glue Solidin 300Cc | 3 | 21.31
| 51279 | Red Lead Paint 250 Cc. | 4 | 29.91
| S25786 | Elektrode Dungs Fle-15-10 1/2" For Water | 5 | 154.82
| 4270 | Flange Blind | 7 | 30.63
| S4407 | Gaskets Set | 8 | 56.13
| S100702 | Sealing Cord Ecomab 16 Mm. (10 Meter) | 12 | 163.02
| 53283 | Insulation Radiation Panel, 454X38X980 M | 14 | 132.23
| 53874 | Gasket Flue Gover | 15 | 7.22
| 35166 | Injector For Pilot Burner Az5 D=1,0 | 16 | 19.28
| 39850 | Thermostat Pocket437 Mm | 17 | 577.56
| 44114 | Flange D=100 | 18 | 107.35
| S13102 | Plug Cap Black Hooked M6.3 | 20 | 51.94
| 26325 | Plug Cap Brown Bremi M4 1K 10212/1 | 21 | 14.08
| S59401 | Earth Bracket | 22 | 52.22
| 42148 | Sealing For Injector 1/2" | 24 | 0.51
| 33318 | Burner retaining clips (4 pcs) | 26 | 9.23
| S52558 | Burner Furigas | 29 | 134.39
| 52766 | Burner Furigas (3 Pcs) | 29 | 358.28
| 52767 | Burner Furigas (4 Pcs) | 29 | 465.45
| 40082 | Return Water Distribution Pipe 10 Sect | 30 | 520.71
| 40084 | Return Water Distribution Pipe 12 Sect | 30 | 548.49
| 40086 | Return Water Distribution Pipe 14 Sect | 30 | 437.7
| 40088 | Return Water Distribution Pipe 16 Sect | 30 | 1096.11
| 40091 | Return Water Distribution Pipe 22 Sectio | 30 | 448.21
| S43799 | Door Snapper Male (10 Pcs.) | 31 | 15.27
| S43798 | Door Snapper Female (10 Pcs.) | 32 | 28.35
| 19609 | Pressure Test Nipple 1/4" | 34 | 63.89
| S38298 | Control Box Satronic Mmi 816 Mod.10 With | 35 | 636.82
| S36629 | Base Plate For Control Panel Satronic Tf | 36 | 69.36
| S103279 | Pressure Test Nipple 1/8" (2x) Incl Loct | 37 | 22.74
| S39223 | Print R3Ca52 | 38 | 279.44
| S36953 | Governor Rv-20M-H01 ¼" | 40 | 167.92
| 56603 | Ignition Cable Complete L1000 Gas 550 | 41 | 99
| 53494 | Flange Mb 420 | 42 | 76.84
| S53492 | Gas Multi-Block Mb-Zrdle 420B01 | 43 | 2820.24
| S38488 | Waterlevel Device Dungs Dweb 53E | 44 | 744.17
| S52177 | Module Simple | 45 | 228.78
| S46634 | Control Thermostat 35-95 Degrees | 46 | 66.77
| 51196 | Reset-Switch | 47 | 23.46
| 51100 | Button for thermostat T and G on/off | 49 | 9.61
| 51099 | Button For Control Thermostat High/Low | 50 | 9.77
| S45309 | Thermometer Water Temperature 0-120 | 51 | 46.05
| S36446 | High-Limit Thermostat L&G Rak 77.4471 | 52 | 83.76
| S48255 | Trafo Satronic Zt 870 | 39
| S36953 | Governor Rv-20M-H01 ¼" | 40
| 56603 | Ignition Cable Complete L1000 Gas 550 | 41
| 53494 | Flange Mb 420 | 42
| S53491 | Gas Multi-Block Mb-Zrdle 415B01 | 43
| S53492 | Gas Multi-Block Mb-Zrdle 420B01 | 43
| S38488 | Waterlevel Device Dungs Dweb 53E | 44
| S52177 | Module Simple | 45
| S46634 | Control Thermostat 35-95 Degrees | 46
| 51196 | Reset-Switch | 47
| S53282 | On/Off Switch Typ 40C1350Al With Cap | 48
| 51100 | Button for thermostat T<(>&<)>G on/off | 49
| 51099 | Button For Control Thermostat High/Low | 50
| S45309 | Thermometer Water Temperature 0-120 | 51
| S36446 | High-Limit Thermostat L&G Rak 77.4471 | 52

## P200-300-500
P200 en P200 Eco
Producto | Referencia | Descripcion | Posicion | PVP
P200 en P200 Eco obsolete | 1389 | Valve fill/drain 3/4" | 1
| 45783 | Cleaning Brush D=30 Mm. | 3 | 31.51
| 45784 | Cleaning Brush D=80 Mm. | 4 | 46.47
| 45785 | Extension Piece Cleaning Brush | 5 | 43.87
| 45786 | Hand Grip Cleaning Brush | 6 | 71.5
| S4405 | Gasket Set Ø102 X 75 X 4 (7 Pcs.) | 8 | 36.7
| S100695 | Sealing Cord Ecomab 6 Mm. (5 Meter) | 9 | 76.97
| S100696 | Sealing Cord Ecomab 6 Mm. (10 Meter) | 9 | 48.5
| S100699 | Sealing Cord Ecomab 10 Mm. (5 Meter) | 10 | 74.25
| S41432 | Insulationset To Seal Door | 10 | 200.87
| S100700 | Sealing Cord Ecomab 10 Mm. (10 Meter) | 10 | 153.38
| 18564 | Tierod Brackets | 14 | 3.37
| 43776 | Retarder 2Nd Pass | 18 | 36.26
| 43777 | Retarder 3Rd Pass | 19 | 70.78
| S45004 | Glass Inspection 32x32x3mm + gasket | 20 | 31.95
| 51258 | Flow Connection Piece P200 4- 7 Sect. | 23 | 332.07
| 51260 | Connection Piece P200 8-12 Sect. | 24 | 343.15
| 51262 | Return Connection Piece P200 4- 7 Sect. | 25 | 337.98
| 51263 | Connection Piece Return P200 8-12 Sect. | 26 | 297.4
| S51902 | Pressure Switch Typ Sit 340 Aqua | 27 | 96.55
| S43798 | Door Snapper Female (10 Pcs.) | 28 | 28.35
| S43799 | Door Snapper Male (10 Pcs.) | 29 | 15.27
| 19265 | Cont. Spring L&G Nr 4211.1785.0 | 31 | 9.1
| 19266 | Support L&G Thermostat | 32 | 10.28
| 19267 | Pocket For Thermostat L&G Nr.4660.1427.0 | 33 | 70.52
| 35154 | Thermostat Pocket Od13 L=280 | 34 | 69.21
| 51196 | Reset-Switch | 35 | 23.46
| S45309 | Thermometer Water Temperature 0-120 | 37 | 46.05
| S51500 | Hour Run Meter | 38 | 126.03
| S36446 | High-Limit Thermostat L&G Rak 77.4471 | 39 | 83.76
| S46634 | Control Thermostat 35-95 Degrees | 40 | 66.77
| 51099 | Button For Control Thermostat High/Low | 41 | 9.77
| 51100 | Button for thermostat T and G on/off | 42 | 9.61
| S103279 | Pressure Test Nipple 1/8" (2x) Incl Loct | 43 | 22.74
| 40257 | Insulation Door Quarl | 44 | 101.72
| 43812 | Isolation Plate | 45 | 36.26
| 51242 | Insulation Behind Burner Plate | 46 | 101
| 20019 | Hinge Assembly | 49 | 69.93
| 49181 | Isolatic Cord Door | 51 | 527.34
| 50469 | Flue Gas Collector | 52 | 361.57
| 114422 | Glue Terokal 2444 0,34 Kg |  | 73.66
| 51279 | Red Lead Paint 250 Cc. |  | 29.91
| S100643 | Silicone Sealant Rtv 106 |  | 66.18
| 37235 | Flange Return D=70 |  | 138.27
| S20862 | Pressure Switch Type Dungs |  | 431.5
| S22039 | Adjustable Thermostat RAK TW1000B (LenG |  | 298.43
| S27573 | Thermostat L&G Rak 12.0012 |  | 400.87
| 19618 | T-Bar Door Lock M12 | 47
| 19623 | Nut Zk Ms-M12 | 48
| 20019 | Hinge Assembly | 49
| 49181 | Isolatic Cord Door | 51
| 50469 | Flue Gas Collector | 52
| 114422 | Glue Terokal 2444 0,34 Kg
| 23625 | Glue Iron Grip
| 51279 | Red Lead Paint 250 Cc.
| S100643 | Silicone Sealant Rtv 106
| 37235 | Flange Return D=70
| 31165 | Siphon
| S20862 | Pressure Switch Type Dungs
| S22039 | Adjustable Thermostat RAK TW1000B (L<(>&
| S27573 | Thermostat L&G Rak 12.0012
| S32147 | High Limit Thermostat L&G Rak113.1032/St
P300 en P300 Eco
Producto | Referencia | Descripcion | Posicion | PVP
P300 en P300 Eco obsolete | 17818 | Cleaning Brush | 1 | 52.38
| 17819 | Cleaning Brush Extension Piece L=1150Mm | 2 | 76.28
| 1423 | Gasket Ro 132X102X4 Eptk | 3 | 7.17
| S101370 | Tapa Sealing Cordon 8 Mm (5M) | 5 | 83.32
| 18423 | Flange Nipple Blanc | 10 | 34.26
| 18433 | Flange Nipple 3 X 1/2" | 11 | 80
| 18692 | Retarder Tube | 13 | 71.5
| 18649 | Flue Gas Collector | 14 | 371.93
| 18418 | Cleaning Cover Od 14A | 15 | 14.11
| 51196 | Reset-Switch | 17 | 23.46
| 35154 | Thermostat Pocket Od13 L=280 | 18 | 69.21
| 19265 | Cont. Spring L&G Nr 4211.1785.0 | 19 | 9.1
| 19267 | Pocket For Thermostat L&G Nr.4660.1427.0 | 20 | 70.52
| 19266 | Support L&G Thermostat | 21 | 10.28
| S45309 | Thermometer Water Temperature 0-120 | 23 | 46.05
| S51500 | Hour Run Meter | 24 | 126.03
| S46634 | Control Thermostat 35-95 Degrees | 25 | 66.77
| S36446 | High-Limit Thermostat L&G Rak 77.4471 | 26 | 83.76
| 51100 | Button for thermostat T and G on/off | 27 | 9.61
| 51099 | Button For Control Thermostat High/Low | 28 | 9.77
| S103279 | Pressure Test Nipple 1/8" (2x) Incl Loct | 29 | 22.74
| 18671 | Burnerplate Insulation | 31 | 67.77
| 40258 | Insulation Door Quarl | 32 | 365.17
| 22374 | Hinge Part Left | 35 | 62.61
| S25786 | Elektrode Dungs Fle-15-10 1/2" For Water | 40 | 154.82
| 44784 | Burner Plate P300, Without Drilling | 44 | 353.81
| 38730 | Gasket Ro 158X107X4 |  | 13.67
| 114422 | Glue Terokal 2444 0,34 Kg |  | 73.66
| 19253 | Sealing Compound Copa Slip 0,5 Kg. |  | 96.25
| 51279 | Red Lead Paint 250 Cc. |  | 29.91
| S45004 | Glass Inspection 32x32x3mm + gasket |  | 31.95
| 44114 | Flange D=100 |  | 107.35
| 4267 | Flow Elbow D=100 |  | 322.15
| S62728 | Vent Auto Air Bleed Device |  | 26.78
| S20862 | Pressure Switch Type Dungs |  | 431.5
| S22039 | Adjustable Thermostat RAK TW1000B (LenG |  | 298.43
| S27573 | Thermostat L&G Rak 12.0012 |  | 400.87
| S38475 | Fuse Holder + Fuse 6,3A |  | 36.11
| 114422 | Glue Terokal 2444 0,34 Kg
| 19253 | Sealing Compound Copa Slip 0,5 Kg.
| 23625 | Glue Iron Grip
| 51279 | Red Lead Paint 250 Cc.
| S45004 | Glass Inspection C/W Gasket 32X32X3Mm An
| 44114 | Flange D=100
| 4267 | Flow Elbow D=100
| 31718 | 3-Way Valve L&G Vxf2139 Nw40
| 31719 | 3-Way Valve L&G Vxf2140 Nw40
| 32769 | 3-Way Valve Servomotor L&G Skd 3250
| 31165 | Siphon
| S62728 | Vent Auto Air Bleed Device
| S20862 | Pressure Switch Type Dungs
| S22039 | Adjustable Thermostat RAK TW1000B (L<(>&
| S27573 | Thermostat L&G Rak 12.0012
| S32147 | High Limit Thermostat L&G Rak113.1032/St
| S38475 | Fuse Holder + Fuse 6,3A
P500 en P500 Eco
Producto | Referencia | Descripcion | Posicion | PVP
P500 en P500 Eco obsolete | 17818 | Cleaning Brush | 1 | 52.38
| 17819 | Cleaning Brush Extension Piece L=1150Mm | 2 | 76.28
| S100701 | Sealing Cord Ecomab 12 Mm. (5 Meter) | 3 | 83.45
| S54846 | Insulation Set To Seal Door | 4 | 523.74
| S100300 | Tapa Cord Ø 15 Mm (5 Meter) | 5 | 131.22
| S100702 | Sealing Cord Ecomab 16 Mm. (10 Meter) | 5 | 163.02
| S40256 | Ceramic Insulation Rear Section | 10 | 722.43
| 17244 | Tie Rod M16X540 | 11 | 31.23
| 37452 | Flange Nipple 1/2" | 13 | 116.96
| 37451 | Flange Nipple | 14 | 42.3
| 50723 | Retarder Od 15B | 15 | 106.32
| 16909 | Cleaning Cover | 16 | 38.42
| 17259 | Fluegas Collector | 17 | 1804.29
| 17261 | Flue Outlet D=396 Mm | 18 | 884.31
| 17262 | Flue Gas Outlet | 19 | 941.01
| 51196 | Reset-Switch | 20 | 23.46
| S45309 | Thermometer Water Temperature 0-120 | 22 | 46.05
| S51500 | Hour Run Meter | 23 | 126.03
| S36446 | High-Limit Thermostat L&G Rak 77.4471 | 24 | 83.76
| S46634 | Control Thermostat 35-95 Degrees | 25 | 66.77
| 51100 | Button for thermostat T and G on/off | 26 | 9.61
| 51099 | Button For Control Thermostat High/Low | 27 | 9.77
| 40259 | Insulation Door Quarl | 28 | 608.63
| 37292 | Hinge Door | 29 | 151.09
| 37294 | Hinge Part | 30 | 63.3
| 37295 | Clamp Hinge Part | 31 | 1.85
| 37480 | Hinge Shaft | 32 | 26.19
| S18763 | Inspection Glass 38X4 | 33 | 40.86
| 37486 | Inspection Tube | 34 | 166.33
| S100695 | Sealing Cord Ecomab 6 Mm. (5 Meter) | 38 | 76.97
| S100696 | Sealing Cord Ecomab 6 Mm. (10 Meter) | 38 | 48.5
| 19267 | Pocket For Thermostat L&G Nr.4660.1427.0 | 41 | 70.52
| 35154 | Thermostat Pocket Od13 L=280 | 42 | 69.21
| S25786 | Elektrode Dungs Fle-15-10 1/2" For Water | 46 | 154.82
| 114422 | Glue Terokal 2444 0,34 Kg |  | 73.66
| 19253 | Sealing Compound Copa Slip 0,5 Kg. |  | 96.25
| 51279 | Red Lead Paint 250 Cc. |  | 29.91
| 33742 | Non Return Valve Rk71 Pn16 Nw65 |  | 914.95
| S20862 | Pressure Switch Type Dungs |  | 431.5
| S22039 | Adjustable Thermostat RAK TW1000B (LenG |  | 298.43
| S27573 | Thermostat L&G Rak 12.0012 |  | 400.87
| 114422 | Glue Terokal 2444 0,34 Kg
| 19253 | Sealing Compound Copa Slip 0,5 Kg.
| 23625 | Glue Iron Grip
| 51279 | Red Lead Paint 250 Cc.
| 38141 | Flange 159/168
| 31657 | End Switch L&G
| 32769 | 3-Way Valve Servomotor L&G Skd 3250
| 33717 | 3-Way Valve L&G Vxf2150 Nw50
| 33718 | 3-Way Valve VXF22.65-63(Vxf2165)Nw65
| 33719 | 3-Way Valve L&G Vxf2180 Nw80
| 33742 | Non Return Valve Rk71 Pn16 Nw65
| 33743 | Non Return Valve Rk71 Pn16 Nw80
| S20862 | Pressure Switch Type Dungs
| S22039 | Adjustable Thermostat RAK TW1000B (L<(>&
| S27573 | Thermostat L&G Rak 12.0012
| S32147 | High Limit Thermostat L&G Rak113.1032/St